{"text_format":"1","workbook":"xlsx","n_sheets":15,"sheets":["Farm data entry","DefaultValues","Costs_AlternativeWaterSources","Annual summary","PivotTable","Metric_IDeficit","I Deficit","Metric_WSEfficiency","RWH summary","WSE(%)","Hydrology","PostcodeDistricts","Rainfall","ETo","Kc"],"not_rendered":{"charts":6,"images":3,"macros":1,"external_links":0,"defined_names":8,"comments":0,"pivot_tables":3},"unopened":[{"sheet":"Annual summary","index":3,"reason":"not_a_worksheet"},{"sheet":"Metric_IDeficit","index":5,"reason":"not_a_worksheet"},{"sheet":"Metric_WSEfficiency","index":7,"reason":"not_a_worksheet"}],"bounds":{"document_bytes":16777216,"sheet_cells":100000,"rows_first":2000,"rows_last":500,"rows_between":2000,"halvings":0,"cell_chars":16384,"cell_head_chars":4096},"cells_cut":0,"cells_raw":0,"read":"whole","date_system":"1900"}

{"sheet":"Farm data entry","index":0,"n_rows":30,"n_cols":5,"rows_kept":30,"cut":false,"hidden":false,"merged":[[3,1,3,3],[4,1,4,3],[27,1,27,3],[20,2,20,3]]}
[]
[null,"www.cranfield.ac.uk                                                           www.kent.gov.uk",null,"www.channelmanche.com"]
[]
[null,"This rainwater harvesting (RWH) tool was designed to help soft fruit growers and farm business advisors in Kent evaluate the hydrological and economic viability of a RWH system for protected cropping based on a limited set of farm level input data. The tool was funded by Kent County Council and developed by researchers from the Water Science Institute at Cranfield University. A detailed description of the RWH tool including the modelling components, RWH assessment metrics and how to use the tool and interpret the outputs are provided in the supporting guidance manual"]
[null,"To use the RWH tool, we suggest you first read the manual which will guide you through the steps to generate a reference or ‘baseline’ scenario for your business. For each variable listed below (in the grey shaded area) you will first need to provide typical or appropriate values for your business. In the blue shaded area are listed a set of 'default' values relating to the modelling of the polytunnel hydrology and reservoir strorage. These can be used as default values or you can modify them (if necessary) but please refer to the guidance manual. Once all the variables have been defined, the model will automatically generate a set of outputs. These include a summary analysis for a 30-year period for your location, two graphs showing the RWH performance metrics and a summary analysis. By changing any of the input variables (e.g. polytunnel area, crop types, reservoir storage) different scenarios to assess the impacts on the viability of RWH system can then be evaluated"]
[]
[null,"Variable",null,"User defined"]
[null,"Farm location (first part of postcode)",null,"ME19"]
[null,"Postcode district",null,{"$f":"+DefaultPostcode","v":"Tonbridge and Mailing"}]
[null,"Total polytunnel area (ha)",null,2]
[null,"Crop type",null,"Strawberry(EB)"]
[null,"Typical start of irrigation (date)",null,"2020-04-01"]
[null,"Typical end of irrigation (date)",null,"2020-10-31"]
[null,"Irrigation leaching fraction (%)",null,0.15]
[null,"Typical date when covers are fitted",null,"2020-03-01",{"$f":"D15-DATE(YEAR(D15),1,0)","v":61}]
[null,"Typical date when covers are removed",null,"2020-10-30",{"$f":"D16-DATE(YEAR(D16),1,0)","v":304}]
[null,"Minimum storage capacity to be evaluated (m3)",null,1000]
[null,"Maximum storage capacity to be evaluated (m3)",null,3000]
[null,"Alternative water source",null,"Mains"]
[null,"Typical cost for alternative water source (£/m3)",null,{"$f":"+DefaultCost","v":1.37}]
[null,"Variable","Default "]
[null,"Proportion of polytunnel area that is cropped (%)",null,{"$f":"+DefaultCroppedArea","v":1},{"$f":"+D10*D22","v":2}]
[null,"Polytunnel runoff efficiency (%)",null,0.95]
[null,"Rainfall threshold: minimum amount before runoff occurs (mm)",null,2]
[null,"Polytunnel evapotranspiration as % of outdoor evapotranspiration",null,{"$f":"+DefaultETfactor","v":0.7}]
[null,"Required emergency reservoir storage (hours)",null,{"$f":"+DefaultEmergencyStorage","v":48}]
[]
[null,"Disclaimer: This RWH tool is provided for information only. Kent CC and Cranfield University provide no express or implied warranty as to the quality, fitness for purpose, accuracy or sufficiency of the tool. The RWH tool and its outputs should be interpreted with caution and you should seek professional advice if you plan to use the outputs to inform investment decisions in a RWH system. On that basis no liability shall be accepted by Kent CC or Cranfield University for any direct or indirect or consequential loss or damage incurred in connection with the use of the RWH tool."]
[]
[null,"Note: Password for removing the protection on the charts and RWH summary sheet: RWH"]

{"sheet":"DefaultValues","index":1,"n_rows":6,"n_cols":2,"rows_kept":6,"cut":false,"hidden":true,"merged":[]}
["Variable","Values"]
["Proportion of polytunnel area that is cropped (%)",1]
["Polytunnel runoff efficiency (%)",0.9]
["Rainfall threshold: minimum amount before runoff occurs (mm)",2]
["Polytunnel evapotranspiration as % of outdoor evapotranspiration",0.7]
["Required emergency reservoir storage (hours)",48]

{"sheet":"Costs_AlternativeWaterSources","index":2,"n_rows":10,"n_cols":5,"rows_kept":10,"cut":false,"hidden":true,"merged":[]}
["Sl number","Source","£/m3","Range (£/m3)","Source"]
[1,"Mains",1.37,null,"Else (2020)"]
[2,"Surface water abstraction (summer)",3.1E-2,null,"Environment Agency"]
[3,"Reservoir (lined)",0.69294221058571537,"(0.57-0.85)","Updared from Weatherhead et al. 2014"]
[4,"Reservoir (unlined) ",0.44,"(0.36-0.54)","Updared from Weatherhead et al. 2014"]
[null,"Selected cost",{"$f":"'Farm data entry'!D20","v":1.37}]
[null,"References"]
[null,"Else (2020)","Assessing the potential of using rain water harvesting to improve local water security for the soft fruit sector"]
[null,"Environment Agency","https://assets.publishing.service.gov.uk/government/uploads/system/uploads/attachment_data/file/878456/Environment_Agency_Scheme_of_Abstraction_Charges_2020-21.pdf"]
[null,"Weatherhead et al 2014"," https://www.fensforthefuture.org.uk/admin/resources/water-for-agriculture-final-report-march-2014.pdf "]

{"sheet":"PivotTable","index":4,"n_rows":36,"n_cols":25,"rows_kept":36,"cut":false,"hidden":true,"merged":[]}
[null,"Sum of Rainfall (mm)","Sum of Harvestable rainfall from polytunnels (m3)","Sum of Harvested rainfall (m3)\n","Sum of ETo (mm)","Sum of ETc of polytunnel crops (mm)","Sum of Gross irrigation water demand (m3)","Sum of Actual rainwater used from reservoir (m3)","Sum of Overflow from reservoir (m3)","Sum of Actual rainwater used from reservoir (m3)2","Sum of Overflow from reservoir (m3)2","Sum of Actual rainwater used from reservoir (m3)3","Sum of Overflow from reservoir (m3)3","Sum of Irrigation deficit_T1","Sum of Irrigation deficit_T2","Sum of Irrigation deficit_T3",null,"Year","Gross irrigation demand","Potential harvestable rainwater","Rainwater harvested (m3)",{"$f":"Hydrology!R1","v":"Minimum storage = 1,000 m3"},{"$f":"Hydrology!V1","v":"Average storage = 2,000 m3"},{"$f":"Hydrology!Z1","v":"Maximum storage = 3,000 m3"},"Difference"]
[1986,685.89999619776006,8004.6999153056022,4324.3999601759997,494.6744598639998,191.02433230312363,4393.5596429718407,3315.416499967695,1008.9834602083052,4315.4164999676932,901.95150623909262,4393.5596429718407,901.95150623909331,1078.1431430041462,78.143143004147461,0,null,{"$f":"A2","v":1986},{"$f":"GETPIVOTDATA(\"Sum of Gross irrigation water demand (m3)\",$A$1,\"Year\",1986)","v":4393.5596429718407},{"$f":"GETPIVOTDATA(\"Sum of Harvestable rainfall from polytunnels (m3)\",$A$1,\"Year\",1986)","v":8004.6999153056022},{"$f":"GETPIVOTDATA(\"Sum of Harvested rainfall (m3)\n\",$A$1,\"Year\",1986)","v":4324.3999601759997},{"$f":"GETPIVOTDATA(\"Sum of Actual rainwater used from reservoir (m3)\",$A$1,\"Year\",1986)","v":3315.416499967695},{"$f":"GETPIVOTDATA(\"Sum of Actual rainwater used from reservoir (m3)2\",$A$1,\"Year\",1986)","v":4315.4164999676932},{"$f":"GETPIVOTDATA(\"Sum of Actual rainwater used from reservoir (m3)3\",$A$1,\"Year\",1986)","v":4393.5596429718407},{"$f":"X2-V2","v":1078.1431430041457}]
[1987,701.30000009088019,8684.9000055936012,7094.6000315552001,455.43956741160002,179.73277581371082,4133.8538437153502,4110.9326626808434,2989.8411702974463,4133.8538437153502,2073.9519432321549,4133.8538437153502,1995.8088002280019,22.921181034505786,0,0,null,{"$f":"A3","v":1987},{"$f":"GETPIVOTDATA(\"Sum of Gross irrigation water demand (m3)\",$A$1,\"Year\",1987)","v":4133.8538437153502},{"$f":"GETPIVOTDATA(\"Sum of Harvestable rainfall from polytunnels (m3)\",$A$1,\"Year\",1987)","v":8684.9000055936012},{"$f":"GETPIVOTDATA(\"Sum of Harvested rainfall (m3)\n\",$A$1,\"Year\",1987)","v":7094.6000315552001},{"$f":"GETPIVOTDATA(\"Sum of Actual rainwater used from reservoir (m3)\",$A$1,\"Year\",1987)","v":4110.9326626808434},{"$f":"GETPIVOTDATA(\"Sum of Actual rainwater used from reservoir (m3)2\",$A$1,\"Year\",1987)","v":4133.8538437153502},{"$f":"GETPIVOTDATA(\"Sum of Actual rainwater used from reservoir (m3)3\",$A$1,\"Year\",1987)","v":4133.8538437153502},{"$f":"X3-V3","v":22.921181034506844}]
[1988,575.60000027328022,6611.9999897855978,3442.7999593248005,473.01018988669989,182.88510087949703,4206.3573202284342,3038.3007539588702,711.06247206703938,4038.3007539588702,711.06247206703938,4206.3573202284342,711.06247206704029,1168.056566269561,168.05656626956159,0,null,1988,{"$f":"GETPIVOTDATA(\"Sum of Gross irrigation water demand (m3)\",$A$1,\"Year\",1988)","v":4206.3573202284342},{"$f":"GETPIVOTDATA(\"Sum of Harvestable rainfall from polytunnels (m3)\",$A$1,\"Year\",1988)","v":6611.9999897855978},{"$f":"GETPIVOTDATA(\"Sum of Harvested rainfall (m3)\n\",$A$1,\"Year\",1988)","v":3442.7999593248005},{"$f":"GETPIVOTDATA(\"Sum of Actual rainwater used from reservoir (m3)\",$A$1,\"Year\",1988)","v":3038.3007539588702},{"$f":"GETPIVOTDATA(\"Sum of Actual rainwater used from reservoir (m3)2\",$A$1,\"Year\",1988)","v":4038.3007539588702},{"$f":"GETPIVOTDATA(\"Sum of Actual rainwater used from reservoir (m3)3\",$A$1,\"Year\",1988)","v":4206.3573202284342},1168.056566269564]
[1989,549.60000204671985,6473.3000225568003,3535.9000392159996,574.14848570499942,231.00467003686475,5313.1074108478879,2357.5895062682898,1320.6034071952349,3357.589506268288,320.60340719523515,4357.5895062682876,152.54684092567368,2955.5179045795985,1955.5179045795974,955.51790457960033,null,1989,{"$f":"GETPIVOTDATA(\"Sum of Gross irrigation water demand (m3)\",$A$1,\"Year\",1989)","v":5313.1074108478879},{"$f":"GETPIVOTDATA(\"Sum of Harvestable rainfall from polytunnels (m3)\",$A$1,\"Year\",1989)","v":6473.3000225568003},{"$f":"GETPIVOTDATA(\"Sum of Harvested rainfall (m3)\n\",$A$1,\"Year\",1989)","v":3535.9000392159996},{"$f":"GETPIVOTDATA(\"Sum of Actual rainwater used from reservoir (m3)\",$A$1,\"Year\",1989)","v":2357.5895062682898},{"$f":"GETPIVOTDATA(\"Sum of Actual rainwater used from reservoir (m3)2\",$A$1,\"Year\",1989)","v":3357.589506268288},{"$f":"GETPIVOTDATA(\"Sum of Actual rainwater used from reservoir (m3)3\",$A$1,\"Year\",1989)","v":4357.5895062682876},1999.9999999999977]
[1990,601.90000076160015,7717.8000084511959,3287.0000013984004,606.86505472000022,230.93136519228375,5311.4213994225283,2334.3251676771501,498.8714826892749,2334.3251676771501,0,2334.3251676771501,0,2977.0962317453773,2977.0962317453773,2977.0962317453773,null,1990,{"$f":"GETPIVOTDATA(\"Sum of Gross irrigation water demand (m3)\",$A$1,\"Year\",1990)","v":5311.4213994225283},{"$f":"GETPIVOTDATA(\"Sum of Harvestable rainfall from polytunnels (m3)\",$A$1,\"Year\",1990)","v":7717.8000084511959},{"$f":"GETPIVOTDATA(\"Sum of Harvested rainfall (m3)\n\",$A$1,\"Year\",1990)","v":3287.0000013984004},{"$f":"GETPIVOTDATA(\"Sum of Actual rainwater used from reservoir (m3)\",$A$1,\"Year\",1990)","v":2334.3251676771501},{"$f":"GETPIVOTDATA(\"Sum of Actual rainwater used from reservoir (m3)2\",$A$1,\"Year\",1990)","v":2334.3251676771501},{"$f":"GETPIVOTDATA(\"Sum of Actual rainwater used from reservoir (m3)3\",$A$1,\"Year\",1990)","v":2334.3251676771501},0]
[1991,586.10000009375995,6857.0999886911968,4751.8999827935986,488.39737236400009,194.82740075249711,4481.0302173074306,3809.1963797470912,1242.7893691417596,4481.0302173074306,741.66085183103314,4481.0302173074306,0,671.83383756034095,0,0,null,1991,{"$f":"GETPIVOTDATA(\"Sum of Gross irrigation water demand (m3)\",$A$1,\"Year\",1991)","v":4481.0302173074306},{"$f":"GETPIVOTDATA(\"Sum of Harvestable rainfall from polytunnels (m3)\",$A$1,\"Year\",1991)","v":6857.0999886911968},{"$f":"GETPIVOTDATA(\"Sum of Harvested rainfall (m3)\n\",$A$1,\"Year\",1991)","v":4751.8999827935986},{"$f":"GETPIVOTDATA(\"Sum of Actual rainwater used from reservoir (m3)\",$A$1,\"Year\",1991)","v":3809.1963797470912},{"$f":"GETPIVOTDATA(\"Sum of Actual rainwater used from reservoir (m3)2\",$A$1,\"Year\",1991)","v":4481.0302173074306},{"$f":"GETPIVOTDATA(\"Sum of Actual rainwater used from reservoir (m3)3\",$A$1,\"Year\",1991)","v":4481.0302173074306},671.83383756033936]
[1992,676.90000047167996,8352.3999985408009,5521.4000114912005,509.69979768046016,200.33516400441775,4607.7087721016069,3972.4314073387004,1248.0278124512006,4607.7087721016069,214.58390382976995,4607.7087721016069,0,635.27736476290602,0,0,null,1992,{"$f":"GETPIVOTDATA(\"Sum of Gross irrigation water demand (m3)\",$A$1,\"Year\",1992)","v":4607.7087721016069},{"$f":"GETPIVOTDATA(\"Sum of Harvestable rainfall from polytunnels (m3)\",$A$1,\"Year\",1992)","v":8352.3999985408009},{"$f":"GETPIVOTDATA(\"Sum of Harvested rainfall (m3)\n\",$A$1,\"Year\",1992)","v":5521.4000114912005},{"$f":"GETPIVOTDATA(\"Sum of Actual rainwater used from reservoir (m3)\",$A$1,\"Year\",1992)","v":3972.4314073387004},{"$f":"GETPIVOTDATA(\"Sum of Actual rainwater used from reservoir (m3)2\",$A$1,\"Year\",1992)","v":4607.7087721016069},{"$f":"GETPIVOTDATA(\"Sum of Actual rainwater used from reservoir (m3)3\",$A$1,\"Year\",1992)","v":4607.7087721016069},635.27736476290647]
[1993,717.90000342335986,9150.4000514367999,6194.0000234079989,499.3099430051999,192.14980426672059,4419.4454981345743,3724.8560642647617,2527.0608462372124,4419.4454981345743,1558.8041186655837,4419.4454981345743,1515.0488743263859,694.58943386981184,0,0,null,1993,{"$f":"GETPIVOTDATA(\"Sum of Gross irrigation water demand (m3)\",$A$1,\"Year\",1993)","v":4419.4454981345743},{"$f":"GETPIVOTDATA(\"Sum of Harvestable rainfall from polytunnels (m3)\",$A$1,\"Year\",1993)","v":9150.4000514367999},{"$f":"GETPIVOTDATA(\"Sum of Harvested rainfall (m3)\n\",$A$1,\"Year\",1993)","v":6194.0000234079989},{"$f":"GETPIVOTDATA(\"Sum of Actual rainwater used from reservoir (m3)\",$A$1,\"Year\",1993)","v":3724.8560642647617},{"$f":"GETPIVOTDATA(\"Sum of Actual rainwater used from reservoir (m3)2\",$A$1,\"Year\",1993)","v":4419.4454981345743},{"$f":"GETPIVOTDATA(\"Sum of Actual rainwater used from reservoir (m3)3\",$A$1,\"Year\",1993)","v":4419.4454981345743},694.58943386981264]
[1994,870.20000215488017,11369.600026691201,7419.5000115520006,523.18244705309996,207.75679945741612,4778.4063875205684,4142.6206760219466,3218.5908827023759,4778.4063875205684,2582.8051712037532,4778.4063875205684,2582.8051712037541,635.78571149862341,0,0,null,1994,{"$f":"GETPIVOTDATA(\"Sum of Gross irrigation water demand (m3)\",$A$1,\"Year\",1994)","v":4778.4063875205684},{"$f":"GETPIVOTDATA(\"Sum of Harvestable rainfall from polytunnels (m3)\",$A$1,\"Year\",1994)","v":11369.600026691201},{"$f":"GETPIVOTDATA(\"Sum of Harvested rainfall (m3)\n\",$A$1,\"Year\",1994)","v":7419.5000115520006},{"$f":"GETPIVOTDATA(\"Sum of Actual rainwater used from reservoir (m3)\",$A$1,\"Year\",1994)","v":4142.6206760219466},{"$f":"GETPIVOTDATA(\"Sum of Actual rainwater used from reservoir (m3)2\",$A$1,\"Year\",1994)","v":4778.4063875205684},{"$f":"GETPIVOTDATA(\"Sum of Actual rainwater used from reservoir (m3)3\",$A$1,\"Year\",1994)","v":4778.4063875205684},635.78571149862182]
[1995,671.10000086304035,8534.8000130111977,3670.7999917920006,580.18606967859967,228.58095503640149,5257.3619658372318,2663.9937383485758,1051.9066453285004,3663.9937383485717,748.60001599040015,4663.9937383485703,748.60001599040015,2593.3682274886582,1593.3682274886594,593.36822748866086,null,1995,{"$f":"GETPIVOTDATA(\"Sum of Gross irrigation water demand (m3)\",$A$1,\"Year\",1995)","v":5257.3619658372318},{"$f":"GETPIVOTDATA(\"Sum of Harvestable rainfall from polytunnels (m3)\",$A$1,\"Year\",1995)","v":8534.8000130111977},{"$f":"GETPIVOTDATA(\"Sum of Harvested rainfall (m3)\n\",$A$1,\"Year\",1995)","v":3670.7999917920006},{"$f":"GETPIVOTDATA(\"Sum of Actual rainwater used from reservoir (m3)\",$A$1,\"Year\",1995)","v":2663.9937383485758},{"$f":"GETPIVOTDATA(\"Sum of Actual rainwater used from reservoir (m3)2\",$A$1,\"Year\",1995)","v":3663.9937383485717},{"$f":"GETPIVOTDATA(\"Sum of Actual rainwater used from reservoir (m3)3\",$A$1,\"Year\",1995)","v":4663.9937383485703},1999.9999999999945]
[1996,418.29999749567986,4860.1999474688,3233.7999657087989,551.11394974199982,219.17630175896628,5041.0549404562234,3596.7644067567412,438.02363604938967,4338.0946721442315,0,4338.0946721442315,0,1444.2905336994829,702.96026831199197,702.96026831199197,null,1996,{"$f":"GETPIVOTDATA(\"Sum of Gross irrigation water demand (m3)\",$A$1,\"Year\",1996)","v":5041.0549404562234},{"$f":"GETPIVOTDATA(\"Sum of Harvestable rainfall from polytunnels (m3)\",$A$1,\"Year\",1996)","v":4860.1999474688},{"$f":"GETPIVOTDATA(\"Sum of Harvested rainfall (m3)\n\",$A$1,\"Year\",1996)","v":3233.7999657087989},{"$f":"GETPIVOTDATA(\"Sum of Actual rainwater used from reservoir (m3)\",$A$1,\"Year\",1996)","v":3596.7644067567412},{"$f":"GETPIVOTDATA(\"Sum of Actual rainwater used from reservoir (m3)2\",$A$1,\"Year\",1996)","v":4338.0946721442315},{"$f":"GETPIVOTDATA(\"Sum of Actual rainwater used from reservoir (m3)3\",$A$1,\"Year\",1996)","v":4338.0946721442315},741.33026538749027]
[1997,648.60000170688011,8065.5000182400008,4206.6000045600013,562.39022641599945,217.64853256936152,5005.9162490953177,3246.2333732611964,134.04285382747514,3246.2333732611964,0,3246.2333732611964,0,1759.6828758341251,1759.6828758341251,1759.6828758341251,null,1997,{"$f":"GETPIVOTDATA(\"Sum of Gross irrigation water demand (m3)\",$A$1,\"Year\",1997)","v":5005.9162490953177},{"$f":"GETPIVOTDATA(\"Sum of Harvestable rainfall from polytunnels (m3)\",$A$1,\"Year\",1997)","v":8065.5000182400008},{"$f":"GETPIVOTDATA(\"Sum of Harvested rainfall (m3)\n\",$A$1,\"Year\",1997)","v":4206.6000045600013},{"$f":"GETPIVOTDATA(\"Sum of Actual rainwater used from reservoir (m3)\",$A$1,\"Year\",1997)","v":3246.2333732611964},{"$f":"GETPIVOTDATA(\"Sum of Actual rainwater used from reservoir (m3)2\",$A$1,\"Year\",1997)","v":3246.2333732611964},{"$f":"GETPIVOTDATA(\"Sum of Actual rainwater used from reservoir (m3)3\",$A$1,\"Year\",1997)","v":3246.2333732611964},0]
[1998,699.29999622432081,8223.1999117184023,5544.1999607839998,531.09864234160011,205.0453014649602,4716.0419336940831,3211.9160440364249,2312.5192252365005,4211.9160440364267,599.07539292145339,4716.0419336940831,0,1504.1258896576589,504.12588965765855,0,null,1998,{"$f":"GETPIVOTDATA(\"Sum of Gross irrigation water demand (m3)\",$A$1,\"Year\",1998)","v":4716.0419336940831},{"$f":"GETPIVOTDATA(\"Sum of Harvestable rainfall from polytunnels (m3)\",$A$1,\"Year\",1998)","v":8223.1999117184023},{"$f":"GETPIVOTDATA(\"Sum of Harvested rainfall (m3)\n\",$A$1,\"Year\",1998)","v":5544.1999607839998},{"$f":"GETPIVOTDATA(\"Sum of Actual rainwater used from reservoir (m3)\",$A$1,\"Year\",1998)","v":3211.9160440364249},{"$f":"GETPIVOTDATA(\"Sum of Actual rainwater used from reservoir (m3)2\",$A$1,\"Year\",1998)","v":4211.9160440364267},{"$f":"GETPIVOTDATA(\"Sum of Actual rainwater used from reservoir (m3)3\",$A$1,\"Year\",1998)","v":4716.0419336940831},1504.1258896576583]
[1999,654.60000158207993,7795.7000126464009,4231.299998662399,538.39460320225044,208.16623449673176,4787.8233934248274,3478.8396943642188,752.90918477567891,4478.8396943642229,386.92661684709924,4787.8233934248274,0,1308.9836990606057,308.98369906060645,0,null,1999,{"$f":"GETPIVOTDATA(\"Sum of Gross irrigation water demand (m3)\",$A$1,\"Year\",1999)","v":4787.8233934248274},{"$f":"GETPIVOTDATA(\"Sum of Harvestable rainfall from polytunnels (m3)\",$A$1,\"Year\",1999)","v":7795.7000126464009},{"$f":"GETPIVOTDATA(\"Sum of Harvested rainfall (m3)\n\",$A$1,\"Year\",1999)","v":4231.299998662399},{"$f":"GETPIVOTDATA(\"Sum of Actual rainwater used from reservoir (m3)\",$A$1,\"Year\",1999)","v":3478.8396943642188},{"$f":"GETPIVOTDATA(\"Sum of Actual rainwater used from reservoir (m3)2\",$A$1,\"Year\",1999)","v":4478.8396943642229},{"$f":"GETPIVOTDATA(\"Sum of Actual rainwater used from reservoir (m3)2\",$A$1,\"Year\",1999)","v":4478.8396943642229},1000.0000000000041]
[2000,1105.9000002662406,15640.799995683195,10793.899971667197,482.5140735588999,185.59239964462648,4268.6251918264079,3680.343757960949,7113.1073332287488,4268.6251918264079,5738.2951534343911,4268.6251918264079,4911.187574484683,588.28143386545844,0,0,null,2000,{"$f":"GETPIVOTDATA(\"Sum of Gross irrigation water demand (m3)\",$A$1,\"Year\",2000)","v":4268.6251918264079},{"$f":"GETPIVOTDATA(\"Sum of Harvestable rainfall from polytunnels (m3)\",$A$1,\"Year\",2000)","v":15640.799995683195},{"$f":"GETPIVOTDATA(\"Sum of Harvested rainfall (m3)\n\",$A$1,\"Year\",2000)","v":10793.899971667197},{"$f":"GETPIVOTDATA(\"Sum of Actual rainwater used from reservoir (m3)\",$A$1,\"Year\",2000)","v":3680.343757960949},{"$f":"GETPIVOTDATA(\"Sum of Actual rainwater used from reservoir (m3)2\",$A$1,\"Year\",2000)","v":4268.6251918264079},{"$f":"GETPIVOTDATA(\"Sum of Actual rainwater used from reservoir (m3)2\",$A$1,\"Year\",2000)","v":4268.6251918264079},588.28143386545889]
[2001,963.50000539391999,13022.600100441598,9188.4000538687942,506.01546901400047,206.57504137667354,4751.2259516634904,3694.1753658816865,5496.7115863528134,4694.1753658816851,4496.7115863528152,4751.2259516634904,4439.6610005710072,1057.0505857818064,57.050585781805076,0,null,2001,{"$f":"GETPIVOTDATA(\"Sum of Gross irrigation water demand (m3)\",$A$1,\"Year\",2001)","v":4751.2259516634904},{"$f":"GETPIVOTDATA(\"Sum of Harvestable rainfall from polytunnels (m3)\",$A$1,\"Year\",2001)","v":13022.600100441598},{"$f":"GETPIVOTDATA(\"Sum of Harvested rainfall (m3)\n\",$A$1,\"Year\",2001)","v":9188.4000538687942},{"$f":"GETPIVOTDATA(\"Sum of Actual rainwater used from reservoir (m3)\",$A$1,\"Year\",2001)","v":3694.1753658816865},{"$f":"GETPIVOTDATA(\"Sum of Actual rainwater used from reservoir (m3)2\",$A$1,\"Year\",2001)","v":4694.1753658816851},{"$f":"GETPIVOTDATA(\"Sum of Actual rainwater used from reservoir (m3)2\",$A$1,\"Year\",2001)","v":4694.1753658816851},999.99999999999864]
[2002,887.30000102592055,11525.400002735996,5529.0000283935997,499.93675752349992,193.0474741558281,4440.0919055840395,4345.047097141417,1313.3431847997547,4440.0919055840395,1313.3431847997558,4440.0919055840395,1313.3431847997576,95.044808442622923,0,0,null,2002,{"$f":"GETPIVOTDATA(\"Sum of Gross irrigation water demand (m3)\",$A$1,\"Year\",2002)","v":4440.0919055840395},{"$f":"GETPIVOTDATA(\"Sum of Harvestable rainfall from polytunnels (m3)\",$A$1,\"Year\",2002)","v":11525.400002735996},{"$f":"GETPIVOTDATA(\"Sum of Harvested rainfall (m3)\n\",$A$1,\"Year\",2002)","v":5529.0000283935997},{"$f":"GETPIVOTDATA(\"Sum of Actual rainwater used from reservoir (m3)\",$A$1,\"Year\",2002)","v":4345.047097141417},{"$f":"GETPIVOTDATA(\"Sum of Actual rainwater used from reservoir (m3)2\",$A$1,\"Year\",2002)","v":4440.0919055840395},{"$f":"GETPIVOTDATA(\"Sum of Actual rainwater used from reservoir (m3)2\",$A$1,\"Year\",2002)","v":4440.0919055840395},95.044808442622525]
[2003,572.00000101344006,7064.2000199424019,3131.2000505855995,574.97957208799994,226.70770250535458,5214.2771576231535,3448.7640105666737,61.922848086724798,4415.6420502107794,0,5214.2771576231535,0,1765.5131470564761,798.63510741237394,0,null,2003,{"$f":"GETPIVOTDATA(\"Sum of Gross irrigation water demand (m3)\",$A$1,\"Year\",2003)","v":5214.2771576231535},{"$f":"GETPIVOTDATA(\"Sum of Harvestable rainfall from polytunnels (m3)\",$A$1,\"Year\",2003)","v":7064.2000199424019},{"$f":"GETPIVOTDATA(\"Sum of Harvested rainfall (m3)\n\",$A$1,\"Year\",2003)","v":3131.2000505855995},{"$f":"GETPIVOTDATA(\"Sum of Actual rainwater used from reservoir (m3)\",$A$1,\"Year\",2003)","v":3448.7640105666737},{"$f":"GETPIVOTDATA(\"Sum of Actual rainwater used from reservoir (m3)2\",$A$1,\"Year\",2003)","v":4415.6420502107794},{"$f":"GETPIVOTDATA(\"Sum of Actual rainwater used from reservoir (m3)2\",$A$1,\"Year\",2003)","v":4415.6420502107794},966.87803964410568]
[2004,678.60000326880038,8019.9000455392015,5304.8000503424009,517.9226627740004,205.25482972770581,4720.8610837372371,4391.1220179874426,403.09141576168349,4720.8610837372371,0,4720.8610837372371,0,329.73906574979407,0,0,null,2004,{"$f":"GETPIVOTDATA(\"Sum of Gross irrigation water demand (m3)\",$A$1,\"Year\",2004)","v":4720.8610837372371},{"$f":"GETPIVOTDATA(\"Sum of Harvestable rainfall from polytunnels (m3)\",$A$1,\"Year\",2004)","v":8019.9000455392015},{"$f":"GETPIVOTDATA(\"Sum of Harvested rainfall (m3)\n\",$A$1,\"Year\",2004)","v":5304.8000503424009},{"$f":"GETPIVOTDATA(\"Sum of Actual rainwater used from reservoir (m3)\",$A$1,\"Year\",2004)","v":4391.1220179874426},{"$f":"GETPIVOTDATA(\"Sum of Actual rainwater used from reservoir (m3)2\",$A$1,\"Year\",2004)","v":4720.8610837372371},{"$f":"GETPIVOTDATA(\"Sum of Actual rainwater used from reservoir (m3)2\",$A$1,\"Year\",2004)","v":4720.8610837372371},329.73906574979446]
[2005,478.20000124223998,4959.0000164768007,3653.7000153216009,502.63105263329976,197.36812826235436,4539.4669500341497,3410.4650003884331,518.69298616029391,4002.5103365606169,0,4203.8752291482433,0,1129.0019496457182,536.9566134735345,335.5917208859089,null,2005,{"$f":"GETPIVOTDATA(\"Sum of Gross irrigation water demand (m3)\",$A$1,\"Year\",2005)","v":4539.4669500341497},{"$f":"GETPIVOTDATA(\"Sum of Harvestable rainfall from polytunnels (m3)\",$A$1,\"Year\",2005)","v":4959.0000164768007},{"$f":"GETPIVOTDATA(\"Sum of Harvested rainfall (m3)\n\",$A$1,\"Year\",2005)","v":3653.7000153216009},{"$f":"GETPIVOTDATA(\"Sum of Actual rainwater used from reservoir (m3)\",$A$1,\"Year\",2005)","v":3410.4650003884331},{"$f":"GETPIVOTDATA(\"Sum of Actual rainwater used from reservoir (m3)2\",$A$1,\"Year\",2005)","v":4002.5103365606169},{"$f":"GETPIVOTDATA(\"Sum of Actual rainwater used from reservoir (m3)3\",$A$1,\"Year\",2005)","v":4203.8752291482433},793.41022875981025]
[2006,703.60000200288016,8373.3000413439986,5572.7000677919996,532.55709209400027,212.07501088775456,4877.7252504183498,3345.751072770855,1954.714837674715,4345.7510727708559,540.94915285353977,4877.7252504183498,0,1531.9741776474941,531.97417764749366,0,null,2006,{"$f":"GETPIVOTDATA(\"Sum of Gross irrigation water demand (m3)\",$A$1,\"Year\",2006)","v":4877.7252504183498},{"$f":"GETPIVOTDATA(\"Sum of Harvestable rainfall from polytunnels (m3)\",$A$1,\"Year\",2006)","v":8373.3000413439986},{"$f":"GETPIVOTDATA(\"Sum of Harvested rainfall (m3)\n\",$A$1,\"Year\",2006)","v":5572.7000677919996},{"$f":"GETPIVOTDATA(\"Sum of Actual rainwater used from reservoir (m3)\",$A$1,\"Year\",2006)","v":3345.751072770855},{"$f":"GETPIVOTDATA(\"Sum of Actual rainwater used from reservoir (m3)2\",$A$1,\"Year\",2006)","v":4345.7510727708559},{"$f":"GETPIVOTDATA(\"Sum of Actual rainwater used from reservoir (m3)3\",$A$1,\"Year\",2006)","v":4877.7252504183498},1531.9741776474948]
[2007,655.39999875168019,7827.9999610880013,4801.2999804224,487.92972510700002,184.43913517271321,4242.100108972405,4242.100108972405,906.20341280722994,4242.100108972405,319.96909762840346,4242.100108972405,0,0,0,0,null,2007,{"$f":"GETPIVOTDATA(\"Sum of Gross irrigation water demand (m3)\",$A$1,\"Year\",2007)","v":4242.100108972405},{"$f":"GETPIVOTDATA(\"Sum of Harvestable rainfall from polytunnels (m3)\",$A$1,\"Year\",2007)","v":7827.9999610880013},{"$f":"GETPIVOTDATA(\"Sum of Harvested rainfall (m3)\n\",$A$1,\"Year\",2007)","v":4801.2999804224},{"$f":"GETPIVOTDATA(\"Sum of Actual rainwater used from reservoir (m3)\",$A$1,\"Year\",2007)","v":4242.100108972405},{"$f":"GETPIVOTDATA(\"Sum of Actual rainwater used from reservoir (m3)2\",$A$1,\"Year\",2007)","v":4242.100108972405},{"$f":"GETPIVOTDATA(\"Sum of Actual rainwater used from reservoir (m3)3\",$A$1,\"Year\",2007)","v":4242.100108972405},0]
[2008,764.09999879904092,9779.2999658304034,6161.699943091201,490.98650852463311,190.44528684454411,4380.2415974245177,4380.2415974245177,1752.7480715488016,4380.2415974245177,1752.748071548803,4380.2415974245177,1081.6921443832507,0,0,0,null,2008,{"$f":"GETPIVOTDATA(\"Sum of Gross irrigation water demand (m3)\",$A$1,\"Year\",2008)","v":4380.2415974245177},{"$f":"GETPIVOTDATA(\"Sum of Harvestable rainfall from polytunnels (m3)\",$A$1,\"Year\",2008)","v":9779.2999658304034},{"$f":"GETPIVOTDATA(\"Sum of Harvested rainfall (m3)\n\",$A$1,\"Year\",2008)","v":6161.699943091201},{"$f":"GETPIVOTDATA(\"Sum of Actual rainwater used from reservoir (m3)\",$A$1,\"Year\",2008)","v":4380.2415974245177},{"$f":"GETPIVOTDATA(\"Sum of Actual rainwater used from reservoir (m3)2\",$A$1,\"Year\",2008)","v":4380.2415974245177},{"$f":"GETPIVOTDATA(\"Sum of Actual rainwater used from reservoir (m3)3\",$A$1,\"Year\",2008)","v":4380.2415974245177},0]
[2009,722.60000349696031,8939.5000583680012,2722.7000145311999,532.24666495800022,210.84504537040004,4849.4360435191975,2807.7783133485373,149.00115888801179,3807.7783133485373,149.00115888801156,4807.7783133485373,149.00115888800792,2041.6577301706618,1041.6577301706609,41.657730170660038,null,2009,{"$f":"GETPIVOTDATA(\"Sum of Gross irrigation water demand (m3)\",$A$1,\"Year\",2009)","v":4849.4360435191975},{"$f":"GETPIVOTDATA(\"Sum of Harvestable rainfall from polytunnels (m3)\",$A$1,\"Year\",2009)","v":8939.5000583680012},{"$f":"GETPIVOTDATA(\"Sum of Harvested rainfall (m3)\n\",$A$1,\"Year\",2009)","v":2722.7000145311999},{"$f":"GETPIVOTDATA(\"Sum of Actual rainwater used from reservoir (m3)\",$A$1,\"Year\",2009)","v":2807.7783133485373},{"$f":"GETPIVOTDATA(\"Sum of Actual rainwater used from reservoir (m3)2\",$A$1,\"Year\",2009)","v":3807.7783133485373},{"$f":"GETPIVOTDATA(\"Sum of Actual rainwater used from reservoir (m3)3\",$A$1,\"Year\",2009)","v":4807.7783133485373},2000]
[2010,589.90000031999989,6876.1000011551969,3862.7000315552009,510.49605853299971,203.78944695190737,4687.1572798938669,2860.8982245883799,445.52152396719748,3044.681620005897,0,3044.681620005897,0,1826.2590553054904,1642.4756598879728,1642.4756598879728,null,2010,{"$f":"GETPIVOTDATA(\"Sum of Gross irrigation water demand (m3)\",$A$1,\"Year\",2010)","v":4687.1572798938669},{"$f":"GETPIVOTDATA(\"Sum of Harvestable rainfall from polytunnels (m3)\",$A$1,\"Year\",2010)","v":6876.1000011551969},{"$f":"GETPIVOTDATA(\"Sum of Harvested rainfall (m3)\n\",$A$1,\"Year\",2010)","v":3862.7000315552009},{"$f":"GETPIVOTDATA(\"Sum of Actual rainwater used from reservoir (m3)\",$A$1,\"Year\",2010)","v":2860.8982245883799},{"$f":"GETPIVOTDATA(\"Sum of Actual rainwater used from reservoir (m3)2\",$A$1,\"Year\",2010)","v":3044.681620005897},{"$f":"GETPIVOTDATA(\"Sum of Actual rainwater used from reservoir (m3)3\",$A$1,\"Year\",2010)","v":3044.681620005897},183.78339541751711]
[2011,537.19999871328014,6344.0999632159992,2686.5999512384005,534.88222716569965,209.87887050557217,4827.2140216281596,3406.6641308109497,146.20639616562505,3814.6086555262541,0,3814.6086555262541,0,1420.5498908172076,1012.6053661019022,1012.6053661019022,null,2011,{"$f":"GETPIVOTDATA(\"Sum of Gross irrigation water demand (m3)\",$A$1,\"Year\",2011)","v":4827.2140216281596},{"$f":"GETPIVOTDATA(\"Sum of Harvestable rainfall from polytunnels (m3)\",$A$1,\"Year\",2011)","v":6344.0999632159992},{"$f":"GETPIVOTDATA(\"Sum of Harvested rainfall (m3)\n\",$A$1,\"Year\",2011)","v":2686.5999512384005},{"$f":"GETPIVOTDATA(\"Sum of Actual rainwater used from reservoir (m3)\",$A$1,\"Year\",2011)","v":3406.6641308109497},{"$f":"GETPIVOTDATA(\"Sum of Actual rainwater used from reservoir (m3)2\",$A$1,\"Year\",2011)","v":3814.6086555262541},{"$f":"GETPIVOTDATA(\"Sum of Actual rainwater used from reservoir (m3)3\",$A$1,\"Year\",2011)","v":3814.6086555262541},407.9445247153044]
[2012,815.9000005152003,10476.600000060802,7411.9000305823993,471.20071662869969,184.07985029623819,4233.8365568134777,3587.6155174036185,2958.0434690145289,4233.8365568134777,1311.8224296046724,4233.8365568134777,311.82242960467329,646.22103940985858,0,0,null,2012,{"$f":"GETPIVOTDATA(\"Sum of Gross irrigation water demand (m3)\",$A$1,\"Year\",2012)","v":4233.8365568134777},{"$f":"GETPIVOTDATA(\"Sum of Harvestable rainfall from polytunnels (m3)\",$A$1,\"Year\",2012)","v":10476.600000060802},{"$f":"GETPIVOTDATA(\"Sum of Harvested rainfall (m3)\n\",$A$1,\"Year\",2012)","v":7411.9000305823993},{"$f":"GETPIVOTDATA(\"Sum of Actual rainwater used from reservoir (m3)\",$A$1,\"Year\",2012)","v":3587.6155174036185},{"$f":"GETPIVOTDATA(\"Sum of Actual rainwater used from reservoir (m3)2\",$A$1,\"Year\",2012)","v":4233.8365568134777},{"$f":"GETPIVOTDATA(\"Sum of Actual rainwater used from reservoir (m3)3\",$A$1,\"Year\",2012)","v":4233.8365568134777},646.22103940985926]
[2013,769.4999956195204,9760.0146269919987,5583.5675417504017,507.5072181175002,203.03925543142489,4669.9028749227773,3278.8366837903823,2304.6077271725198,4278.836683790385,1304.6077271725203,4669.9028749227773,1114.1284044618938,1391.0661911323941,391.0661911323939,0,null,2013,{"$f":"GETPIVOTDATA(\"Sum of Gross irrigation water demand (m3)\",$A$1,\"Year\",2013)","v":4669.9028749227773},{"$f":"GETPIVOTDATA(\"Sum of Harvestable rainfall from polytunnels (m3)\",$A$1,\"Year\",2013)","v":9760.0146269919987},{"$f":"GETPIVOTDATA(\"Sum of Harvested rainfall (m3)\n\",$A$1,\"Year\",2013)","v":5583.5675417504017},{"$f":"GETPIVOTDATA(\"Sum of Actual rainwater used from reservoir (m3)\",$A$1,\"Year\",2013)","v":3278.8366837903823},{"$f":"GETPIVOTDATA(\"Sum of Actual rainwater used from reservoir (m3)2\",$A$1,\"Year\",2013)","v":4278.836683790385},{"$f":"GETPIVOTDATA(\"Sum of Actual rainwater used from reservoir (m3)3\",$A$1,\"Year\",2013)","v":4669.9028749227773},1391.066191132395]
[2014,905.10000067008059,11665.131930249594,5083.4200357536001,530.65847783070046,204.5495690037059,4704.640087085234,4089.6229168805644,1018.5233138905105,4704.640087085234,544.05425052150599,4704.640087085234,343.46738209973682,615.01717020467015,0,0,null,2014,{"$f":"GETPIVOTDATA(\"Sum of Gross irrigation water demand (m3)\",$A$1,\"Year\",2014)","v":4704.640087085234},{"$f":"GETPIVOTDATA(\"Sum of Harvestable rainfall from polytunnels (m3)\",$A$1,\"Year\",2014)","v":11665.131930249594},{"$f":"GETPIVOTDATA(\"Sum of Harvested rainfall (m3)\n\",$A$1,\"Year\",2014)","v":5083.4200357536001},{"$f":"GETPIVOTDATA(\"Sum of Actual rainwater used from reservoir (m3)\",$A$1,\"Year\",2014)","v":4089.6229168805644},{"$f":"GETPIVOTDATA(\"Sum of Actual rainwater used from reservoir (m3)2\",$A$1,\"Year\",2014)","v":4704.640087085234},{"$f":"GETPIVOTDATA(\"Sum of Actual rainwater used from reservoir (m3)3\",$A$1,\"Year\",2014)","v":4704.640087085234},615.01717020466958]
[2015,632.69999990784027,7383.3709845983949,4439.0815450175987,525.84363493599983,198.90353547482357,4574.7813159209391,3687.7149789885893,727.59877590093356,4574.7813159209391,0,4574.7813159209391,0,887.06633693235017,0,0,null,2015,{"$f":"GETPIVOTDATA(\"Sum of Gross irrigation water demand (m3)\",$A$1,\"Year\",2015)","v":4574.7813159209391},{"$f":"GETPIVOTDATA(\"Sum of Harvestable rainfall from polytunnels (m3)\",$A$1,\"Year\",2015)","v":7383.3709845983949},{"$f":"GETPIVOTDATA(\"Sum of Harvested rainfall (m3)\n\",$A$1,\"Year\",2015)","v":4439.0815450175987},{"$f":"GETPIVOTDATA(\"Sum of Actual rainwater used from reservoir (m3)\",$A$1,\"Year\",2015)","v":3687.7149789885893},{"$f":"GETPIVOTDATA(\"Sum of Actual rainwater used from reservoir (m3)2\",$A$1,\"Year\",2015)","v":4574.7813159209391},{"$f":"GETPIVOTDATA(\"Sum of Actual rainwater used from reservoir (m3)3\",$A$1,\"Year\",2015)","v":4574.7813159209391},887.06633693234971]
["Grand Total",20838.800014392971,258358.91762385913,152384.86925433599,15596.218720557443,6105.85531964458,140434.67235182531,105660.55716959792,46725.270489627481,124374.31611426546,28311.52721282703,130413.71636681912,22272.126960273359,34774.115182227404,16060.356237559858,10020.9559850062]
[]
["Average",{"$f":"AVERAGE(B2:B31)","v":694.6266671464324},{"$f":"AVERAGE(C2:C31)","v":8611.9639207953041},5079.4956418111997,{"$f":"AVERAGE(E2:E31)","v":519.87395735191478},203.52851065481934,4681.1557450608434,3522.0185723199306,1557.5090163209161,4145.8105371421816,943.71757376090102,4347.1238788939709,742.40423200911198,1159.1371727409135,535.34520791866191,334.03186616687333,null,"Min",{"$f":"MIN(S2:S31)","v":4133.8538437153502},{"$f":"MIN(T2:T31)","v":4860.1999474688},{"$f":"MIN(U2:U31)","v":2686.5999512384005},2334.3251676771501,2334.3251676771501,2334.3251676771501]
["Median",{"$f":"MEDIAN(B2:B31)","v":677.75000187024011},{"$f":"MEDIAN(C2:C31)","v":8144.3499649792011},4776.5999816079993,{"$f":"MEDIAN(E2:E31)","v":514.20936065350008},204.16950797780663,4695.8986834895504,3533.2276058839188,1035.2149796095055,4297.1265918790396,542.50170168752288,4429.7687018593069,74.500579444003961,1103.5725463249323,123.09985463685453,0,null,"Max",{"$f":"MAX(S2:S31)","v":5313.1074108478879},{"$f":"MAX(T2:T31)","v":15640.799995683195},{"$f":"MAX(U2:U31)","v":10793.899971667197},4391.1220179874426,4778.4063875205684,4877.7252504183498]
["Std",{"$f":"STDEV(B2:B31)","v":146.23479970813568},{"$f":"STDEV(C2:C31)","v":2314.4762277068194},1884.512759322821,{"$f":"STDEV(E2:E31)","v":35.425259825128663},14.51043674782,333.74004519985971,562.70505511490421,1589.9876693427941,551.68929244221977,1337.1675376610588,584.6153539558286,1266.5640992330016,805.20138213892085,760.58532852036467,699.97472163007899,null,"Average",{"$f":"AVERAGE(S2:S31)","v":4681.1557450608434},{"$f":"AVERAGE(T2:T31)","v":8611.9639207953041},{"$f":"AVERAGE(U2:U31)","v":5079.4956418111997},3522.0185723199306,4145.8105371421816,4308.3015658188106]

{"sheet":"I Deficit","index":6,"n_rows":36,"n_cols":22,"rows_kept":36,"cut":false,"hidden":true,"merged":[]}
[null,"Sum of Irrigation deficit_T1","Sum of Irrigation deficit_T2","Sum of Irrigation deficit_T3","Year","ID1","ID2","ID3","Frequency","Non exceedence probability (%)","ID1","ID2","ID3",null,"Frequency","ID1","ID2","ID3",null,"Frequency","Frequency","ID"]
[1986,1078.1431430041462,78.143143004147461,0,1986,{"$f":"GETPIVOTDATA(\"Sum of Irrigation deficit_T1\",$A$1,\"Year\",1986)","v":1078.1431430041462},{"$f":"GETPIVOTDATA(\"Sum of Irrigation deficit_T2\",$A$1,\"Year\",1986)","v":78.143143004147461},{"$f":"GETPIVOTDATA(\"Sum of Irrigation deficit_T3\",$A$1,\"Year\",1986)","v":0},{"$f":"1/30","v":3.3333333333333333E-2},{"$f":"I2*100","v":3.3333333333333335},{"$f":"_xlfn._xlws.SORT(F2:F31,1,-1)","v":2977.0962317453773},{"$f":"_xlfn._xlws.SORT(G2:G31,1,-1)","v":2977.0962317453773},{"$f":"_xlfn._xlws.SORT(H2:H31,1,-1)","v":2977.0962317453773},null,0,{"$f":"K4","v":2593.3682274886582},{"$f":"L4","v":1759.6828758341251},1642.4756598879728,null,10,50,0]
[1987,22.921181034505786,0,0,{"$f":"A3","v":1987},{"$f":"GETPIVOTDATA(\"Sum of Irrigation deficit_T1\",$A$1,\"Year\",1987)","v":22.921181034505786},{"$f":"GETPIVOTDATA(\"Sum of Irrigation deficit_T2\",$A$1,\"Year\",1987)","v":0},{"$f":"GETPIVOTDATA(\"Sum of Irrigation deficit_T3\",$A$1,\"Year\",1987)","v":0},{"$f":"I2+(1/30)","v":6.6666666666666666E-2},{"$f":"I3*100","v":6.666666666666667},2955.5179045795985,1955.5179045795974,1759.6828758341251,null,2,{"$f":"K4","v":2593.3682274886582},{"$f":"L4","v":1759.6828758341251},1642.4756598879728,null,10,50,{"$f":"K2","v":2977.0962317453773}]
[1988,1168.056566269561,168.05656626956159,0,1988,{"$f":"GETPIVOTDATA(\"Sum of Irrigation deficit_T1\",$A$1,\"Year\",1988)","v":1168.056566269561},{"$f":"GETPIVOTDATA(\"Sum of Irrigation deficit_T2\",$A$1,\"Year\",1988)","v":168.05656626956159},{"$f":"GETPIVOTDATA(\"Sum of Irrigation deficit_T3\",$A$1,\"Year\",1988)","v":0},{"$f":"I3+(1/30)","v":0.1},10,2593.3682274886582,1759.6828758341251,1642.4756598879728,null,4,{"$f":"K4","v":2593.3682274886582},{"$f":"L4","v":1759.6828758341251},1642.4756598879728]
[1989,2955.5179045795985,1955.5179045795974,955.51790457960033,1989,{"$f":"GETPIVOTDATA(\"Sum of Irrigation deficit_T1\",$A$1,\"Year\",1989)","v":2955.5179045795985},{"$f":"GETPIVOTDATA(\"Sum of Irrigation deficit_T2\",$A$1,\"Year\",1989)","v":1955.5179045795974},{"$f":"GETPIVOTDATA(\"Sum of Irrigation deficit_T3\",$A$1,\"Year\",1989)","v":955.51790457960033},0.13333333333333333,13.333333333333334,2041.6577301706618,1642.4756598879728,1012.6053661019022,null,6,{"$f":"K4","v":2593.3682274886582},{"$f":"L4","v":1759.6828758341251},1642.4756598879728]
[1990,2977.0962317453773,2977.0962317453773,2977.0962317453773,1990,{"$f":"GETPIVOTDATA(\"Sum of Irrigation deficit_T1\",$A$1,\"Year\",1990)","v":2977.0962317453773},{"$f":"GETPIVOTDATA(\"Sum of Irrigation deficit_T2\",$A$1,\"Year\",1990)","v":2977.0962317453773},{"$f":"GETPIVOTDATA(\"Sum of Irrigation deficit_T3\",$A$1,\"Year\",1990)","v":2977.0962317453773},0.16666666666666666,16.666666666666664,1826.2590553054904,1593.3682274886594,955.51790457960033,null,8,{"$f":"K4","v":2593.3682274886582},{"$f":"L4","v":1759.6828758341251},1642.4756598879728]
[1991,671.83383756034095,0,0,1991,{"$f":"GETPIVOTDATA(\"Sum of Irrigation deficit_T1\",$A$1,\"Year\",1991)","v":671.83383756034095},{"$f":"GETPIVOTDATA(\"Sum of Irrigation deficit_T2\",$A$1,\"Year\",1991)","v":0},{"$f":"GETPIVOTDATA(\"Sum of Irrigation deficit_T3\",$A$1,\"Year\",1991)","v":0},0.19999999999999998,20,1765.5131470564761,1041.6577301706609,702.96026831199197,null,10,{"$f":"K4","v":2593.3682274886582},{"$f":"L4","v":1759.6828758341251},1642.4756598879728]
[1992,635.27736476290602,0,0,1992,{"$f":"GETPIVOTDATA(\"Sum of Irrigation deficit_T1\",$A$1,\"Year\",1992)","v":635.27736476290602},{"$f":"GETPIVOTDATA(\"Sum of Irrigation deficit_T2\",$A$1,\"Year\",1992)","v":0},{"$f":"GETPIVOTDATA(\"Sum of Irrigation deficit_T3\",$A$1,\"Year\",1992)","v":0},0.23333333333333331,23.333333333333332,1759.6828758341251,1012.6053661019022,593.36822748866086]
[1993,694.58943386981184,0,0,1993,{"$f":"GETPIVOTDATA(\"Sum of Irrigation deficit_T1\",$A$1,\"Year\",1993)","v":694.58943386981184},{"$f":"GETPIVOTDATA(\"Sum of Irrigation deficit_T2\",$A$1,\"Year\",1993)","v":0},{"$f":"GETPIVOTDATA(\"Sum of Irrigation deficit_T3\",$A$1,\"Year\",1993)","v":0},0.26666666666666666,26.666666666666668,1531.9741776474941,798.63510741237394,335.5917208859089]
[1994,635.78571149862341,0,0,1994,{"$f":"GETPIVOTDATA(\"Sum of Irrigation deficit_T1\",$A$1,\"Year\",1994)","v":635.78571149862341},{"$f":"GETPIVOTDATA(\"Sum of Irrigation deficit_T2\",$A$1,\"Year\",1994)","v":0},{"$f":"GETPIVOTDATA(\"Sum of Irrigation deficit_T3\",$A$1,\"Year\",1994)","v":0},0.3,30,1504.1258896576589,702.96026831199197,41.657730170660038,null,"Frequency","ID1","ID2","ID3"]
[1995,2593.3682274886582,1593.3682274886594,593.36822748866086,1995,{"$f":"GETPIVOTDATA(\"Sum of Irrigation deficit_T1\",$A$1,\"Year\",1995)","v":2593.3682274886582},{"$f":"GETPIVOTDATA(\"Sum of Irrigation deficit_T2\",$A$1,\"Year\",1995)","v":1593.3682274886594},{"$f":"GETPIVOTDATA(\"Sum of Irrigation deficit_T3\",$A$1,\"Year\",1995)","v":593.36822748866086},0.33333333333333331,33.333333333333329,1444.2905336994829,536.9566134735345,0,null,0,{"$f":"K16","v":1129.0019496457182},{"$f":"L16","v":168.05656626956159},{"$f":"M16","v":0}]
[1996,1444.2905336994829,702.96026831199197,702.96026831199197,1996,{"$f":"GETPIVOTDATA(\"Sum of Irrigation deficit_T1\",$A$1,\"Year\",1996)","v":1444.2905336994829},{"$f":"GETPIVOTDATA(\"Sum of Irrigation deficit_T2\",$A$1,\"Year\",1996)","v":702.96026831199197},{"$f":"GETPIVOTDATA(\"Sum of Irrigation deficit_T3\",$A$1,\"Year\",1996)","v":702.96026831199197},0.36666666666666664,36.666666666666664,1420.5498908172076,531.97417764749366,0,null,4,{"$f":"K16","v":1129.0019496457182},{"$f":"L16","v":168.05656626956159},0]
[1997,1759.6828758341251,1759.6828758341251,1759.6828758341251,1997,{"$f":"GETPIVOTDATA(\"Sum of Irrigation deficit_T1\",$A$1,\"Year\",1997)","v":1759.6828758341251},{"$f":"GETPIVOTDATA(\"Sum of Irrigation deficit_T2\",$A$1,\"Year\",1997)","v":1759.6828758341251},{"$f":"GETPIVOTDATA(\"Sum of Irrigation deficit_T3\",$A$1,\"Year\",1997)","v":1759.6828758341251},0.39999999999999997,40,1391.0661911323941,504.12588965765855,0,null,8,{"$f":"K16","v":1129.0019496457182},{"$f":"L16","v":168.05656626956159},0]
[1998,1504.1258896576589,504.12588965765855,0,1998,{"$f":"GETPIVOTDATA(\"Sum of Irrigation deficit_T1\",$A$1,\"Year\",1998)","v":1504.1258896576589},{"$f":"GETPIVOTDATA(\"Sum of Irrigation deficit_T2\",$A$1,\"Year\",1998)","v":504.12588965765855},{"$f":"GETPIVOTDATA(\"Sum of Irrigation deficit_T3\",$A$1,\"Year\",1998)","v":0},0.43333333333333329,43.333333333333329,1308.9836990606057,391.0661911323939,0,null,12,{"$f":"K16","v":1129.0019496457182},{"$f":"L16","v":168.05656626956159},0]
[1999,1308.9836990606057,308.98369906060645,0,1999,{"$f":"GETPIVOTDATA(\"Sum of Irrigation deficit_T1\",$A$1,\"Year\",1999)","v":1308.9836990606057},{"$f":"GETPIVOTDATA(\"Sum of Irrigation deficit_T2\",$A$1,\"Year\",1999)","v":308.98369906060645},{"$f":"GETPIVOTDATA(\"Sum of Irrigation deficit_T3\",$A$1,\"Year\",1999)","v":0},0.46666666666666662,46.666666666666664,1168.056566269561,308.98369906060645,0,null,16,{"$f":"K16","v":1129.0019496457182},{"$f":"L16","v":168.05656626956159},0]
[2000,588.28143386545844,0,0,2000,{"$f":"GETPIVOTDATA(\"Sum of Irrigation deficit_T1\",$A$1,\"Year\",2000)","v":588.28143386545844},{"$f":"GETPIVOTDATA(\"Sum of Irrigation deficit_T2\",$A$1,\"Year\",2000)","v":0},{"$f":"GETPIVOTDATA(\"Sum of Irrigation deficit_T3\",$A$1,\"Year\",2000)","v":0},0.49999999999999994,49.999999999999993,1129.0019496457182,168.05656626956159,0,null,20,{"$f":"K16","v":1129.0019496457182},{"$f":"L16","v":168.05656626956159},0]
[2001,1057.0505857818064,57.050585781805076,0,2001,{"$f":"GETPIVOTDATA(\"Sum of Irrigation deficit_T1\",$A$1,\"Year\",2001)","v":1057.0505857818064},{"$f":"GETPIVOTDATA(\"Sum of Irrigation deficit_T2\",$A$1,\"Year\",2001)","v":57.050585781805076},{"$f":"GETPIVOTDATA(\"Sum of Irrigation deficit_T3\",$A$1,\"Year\",2001)","v":0},0.53333333333333333,53.333333333333336,1078.1431430041462,78.143143004147461,0,null,24,{"$f":"K16","v":1129.0019496457182},{"$f":"L16","v":168.05656626956159},0]
[2002,95.044808442622923,0,0,2002,{"$f":"GETPIVOTDATA(\"Sum of Irrigation deficit_T1\",$A$1,\"Year\",2002)","v":95.044808442622923},{"$f":"GETPIVOTDATA(\"Sum of Irrigation deficit_T2\",$A$1,\"Year\",2002)","v":0},{"$f":"GETPIVOTDATA(\"Sum of Irrigation deficit_T3\",$A$1,\"Year\",2002)","v":0},0.56666666666666665,56.666666666666664,1057.0505857818064,57.050585781805076,0,null,28,{"$f":"K16","v":1129.0019496457182},{"$f":"L16","v":168.05656626956159},0]
[2003,1765.5131470564761,798.63510741237394,0,2003,{"$f":"GETPIVOTDATA(\"Sum of Irrigation deficit_T1\",$A$1,\"Year\",2003)","v":1765.5131470564761},{"$f":"GETPIVOTDATA(\"Sum of Irrigation deficit_T2\",$A$1,\"Year\",2003)","v":798.63510741237394},{"$f":"GETPIVOTDATA(\"Sum of Irrigation deficit_T3\",$A$1,\"Year\",2003)","v":0},0.6,60,887.06633693235017,0,0,null,32,{"$f":"K16","v":1129.0019496457182},{"$f":"L16","v":168.05656626956159},0]
[2004,329.73906574979407,0,0,2004,{"$f":"GETPIVOTDATA(\"Sum of Irrigation deficit_T1\",$A$1,\"Year\",2004)","v":329.73906574979407},{"$f":"GETPIVOTDATA(\"Sum of Irrigation deficit_T2\",$A$1,\"Year\",2004)","v":0},{"$f":"GETPIVOTDATA(\"Sum of Irrigation deficit_T3\",$A$1,\"Year\",2004)","v":0},0.6333333333333333,63.333333333333329,694.58943386981184,0,0,null,36,{"$f":"K16","v":1129.0019496457182},{"$f":"L16","v":168.05656626956159},0]
[2005,1129.0019496457182,536.9566134735345,335.5917208859089,2005,{"$f":"GETPIVOTDATA(\"Sum of Irrigation deficit_T1\",$A$1,\"Year\",2005)","v":1129.0019496457182},{"$f":"GETPIVOTDATA(\"Sum of Irrigation deficit_T2\",$A$1,\"Year\",2005)","v":536.9566134735345},{"$f":"GETPIVOTDATA(\"Sum of Irrigation deficit_T3\",$A$1,\"Year\",2005)","v":335.5917208859089},0.66666666666666663,66.666666666666657,671.83383756034095,0,0,null,40,{"$f":"K16","v":1129.0019496457182},{"$f":"L16","v":168.05656626956159},0]
[2006,1531.9741776474941,531.97417764749366,0,2006,{"$f":"GETPIVOTDATA(\"Sum of Irrigation deficit_T1\",$A$1,\"Year\",2006)","v":1531.9741776474941},{"$f":"GETPIVOTDATA(\"Sum of Irrigation deficit_T2\",$A$1,\"Year\",2006)","v":531.97417764749366},{"$f":"GETPIVOTDATA(\"Sum of Irrigation deficit_T3\",$A$1,\"Year\",2006)","v":0},0.7,70,646.22103940985858,0,0,null,44,{"$f":"K16","v":1129.0019496457182},{"$f":"L16","v":168.05656626956159},0]
[2007,0,0,0,2007,{"$f":"GETPIVOTDATA(\"Sum of Irrigation deficit_T1\",$A$1,\"Year\",2007)","v":0},{"$f":"GETPIVOTDATA(\"Sum of Irrigation deficit_T2\",$A$1,\"Year\",2007)","v":0},{"$f":"GETPIVOTDATA(\"Sum of Irrigation deficit_T3\",$A$1,\"Year\",2007)","v":0},0.73333333333333328,73.333333333333329,635.78571149862341,0,0,null,48,{"$f":"K16","v":1129.0019496457182},{"$f":"L16","v":168.05656626956159},0]
[2008,0,0,0,2008,{"$f":"GETPIVOTDATA(\"Sum of Irrigation deficit_T1\",$A$1,\"Year\",2008)","v":0},{"$f":"GETPIVOTDATA(\"Sum of Irrigation deficit_T2\",$A$1,\"Year\",2008)","v":0},{"$f":"GETPIVOTDATA(\"Sum of Irrigation deficit_T3\",$A$1,\"Year\",2008)","v":0},0.76666666666666661,76.666666666666657,635.27736476290602,0,0,null,50,{"$f":"K16","v":1129.0019496457182},{"$f":"L16","v":168.05656626956159},0]
[2009,2041.6577301706618,1041.6577301706609,41.657730170660038,2009,{"$f":"GETPIVOTDATA(\"Sum of Irrigation deficit_T1\",$A$1,\"Year\",2009)","v":2041.6577301706618},{"$f":"GETPIVOTDATA(\"Sum of Irrigation deficit_T2\",$A$1,\"Year\",2009)","v":1041.6577301706609},{"$f":"GETPIVOTDATA(\"Sum of Irrigation deficit_T3\",$A$1,\"Year\",2009)","v":41.657730170660038},0.79999999999999993,80,615.01717020467015,0,0]
[2010,1826.2590553054904,1642.4756598879728,1642.4756598879728,2010,{"$f":"GETPIVOTDATA(\"Sum of Irrigation deficit_T1\",$A$1,\"Year\",2010)","v":1826.2590553054904},{"$f":"GETPIVOTDATA(\"Sum of Irrigation deficit_T2\",$A$1,\"Year\",2010)","v":1642.4756598879728},{"$f":"GETPIVOTDATA(\"Sum of Irrigation deficit_T3\",$A$1,\"Year\",2010)","v":1642.4756598879728},0.83333333333333326,83.333333333333329,588.28143386545844,0,0]
[2011,1420.5498908172076,1012.6053661019022,1012.6053661019022,2011,{"$f":"GETPIVOTDATA(\"Sum of Irrigation deficit_T1\",$A$1,\"Year\",2011)","v":1420.5498908172076},{"$f":"GETPIVOTDATA(\"Sum of Irrigation deficit_T2\",$A$1,\"Year\",2011)","v":1012.6053661019022},{"$f":"GETPIVOTDATA(\"Sum of Irrigation deficit_T3\",$A$1,\"Year\",2011)","v":1012.6053661019022},0.86666666666666659,86.666666666666657,329.73906574979407,0,0]
[2012,646.22103940985858,0,0,2012,{"$f":"GETPIVOTDATA(\"Sum of Irrigation deficit_T1\",$A$1,\"Year\",2012)","v":646.22103940985858},{"$f":"GETPIVOTDATA(\"Sum of Irrigation deficit_T2\",$A$1,\"Year\",2012)","v":0},{"$f":"GETPIVOTDATA(\"Sum of Irrigation deficit_T3\",$A$1,\"Year\",2012)","v":0},0.89999999999999991,89.999999999999986,95.044808442622923,0,0]
[2013,1391.0661911323941,391.0661911323939,0,2013,{"$f":"GETPIVOTDATA(\"Sum of Irrigation deficit_T1\",$A$1,\"Year\",2013)","v":1391.0661911323941},{"$f":"GETPIVOTDATA(\"Sum of Irrigation deficit_T2\",$A$1,\"Year\",2013)","v":391.0661911323939},{"$f":"GETPIVOTDATA(\"Sum of Irrigation deficit_T3\",$A$1,\"Year\",2013)","v":0},0.93333333333333324,93.333333333333329,22.921181034505786,0,0]
[2014,615.01717020467015,0,0,2014,{"$f":"GETPIVOTDATA(\"Sum of Irrigation deficit_T1\",$A$1,\"Year\",2014)","v":615.01717020467015},{"$f":"GETPIVOTDATA(\"Sum of Irrigation deficit_T2\",$A$1,\"Year\",2014)","v":0},{"$f":"GETPIVOTDATA(\"Sum of Irrigation deficit_T3\",$A$1,\"Year\",2014)","v":0},0.96666666666666656,96.666666666666657,0,0,0]
[2015,887.06633693235017,0,0,2015,{"$f":"GETPIVOTDATA(\"Sum of Irrigation deficit_T1\",$A$1,\"Year\",2015)","v":887.06633693235017},{"$f":"GETPIVOTDATA(\"Sum of Irrigation deficit_T2\",$A$1,\"Year\",2015)","v":0},{"$f":"GETPIVOTDATA(\"Sum of Irrigation deficit_T3\",$A$1,\"Year\",2015)","v":0},0.99999999999999989,99.999999999999986,0,0,0]
["Grand Total",34774.115182227404,16060.356237559858,10020.9559850062]
[]
["Average",{"$f":"AVERAGE(B2:B31)","v":1159.1371727409135},{"$f":"AVERAGE(C2:C31)","v":535.34520791866191},334.03186616687333]
["Median",{"$f":"MEDIAN(B2:B31)","v":1103.5725463249323},{"$f":"MEDIAN(C2:C31)","v":123.09985463685453},0]
["Std",{"$f":"STDEV(B2:B31)","v":805.20138213892085},{"$f":"STDEV(C2:C31)","v":760.58532852036467},699.97472163007899]

{"sheet":"RWH summary","index":8,"n_rows":47,"n_cols":12,"rows_kept":47,"cut":false,"hidden":false,"merged":[[0,1,0,5],[9,7,11,11],[0,7,0,11],[1,8,2,8],[1,7,2,7],[3,7,5,7],[6,7,8,7],[1,9,1,11]]}
[null,"Summary RWH model output",null,null,null,null,null,"RWH storage evaluation"]
[null,"Tunnel area (ha)",{"$f":"'Farm data entry'!D10","v":2},"ha",null,null,null,"RWH performance metric","Rainfall year","Selected storage capacities (m3)"]
[null,"Cropped area (ha)",{"$f":"C2*'Farm data entry'!D22","v":2},"ha",null,null,null,null,null,{"$f":"D18","v":1000},{"$f":"D29","v":2000},{"$f":"D40","v":3000}]
[null,null,"mm","m3",null,null,null,"Irrigation deficit (m3): Gross irrigation water demand not met due the rainfall uncertainty and the insufficient available reservoir storage","Average year",{"$f":"D20","v":1129.0019496457182},{"$f":"D31","v":168.05656626956159},{"$f":"D42","v":0}]
[null,"Rainfall",{"$f":"GETPIVOTDATA(\"Sum of Rainfall (mm)\",PivotTable!$A$1)/30","v":694.6266671464324},{"$f":"C5*10*$C$2","v":13892.533342928647},null,null,null,null,"Very dry year",{"$f":"D21","v":2593.3682274886582},{"$f":"D32","v":1759.6828758341251},{"$f":"D43","v":1642.4756598879728}]
[null,"Reference evapotranspiration (ETo)",{"$f":"GETPIVOTDATA(\"Sum of ETo (mm)\",PivotTable!$A$1)/30","v":519.87395735191478},{"$f":"C6*10*$C$2","v":10397.479147038295},null,null,null,null,"Driest year",{"$f":"D22","v":2977.0962317453773},{"$f":"D33","v":2977.0962317453773},{"$f":"D44","v":2977.0962317453773}]
[null,"Crop evapotranspiration (ETc)",{"$f":"GETPIVOTDATA(\"Sum of ETc of polytunnel crops (mm)\",PivotTable!$A$1)/30","v":203.52851065481934},{"$f":"C7*10*$C$2","v":4070.5702130963869},null,null,null,"Water saving efficiency (%): Ratio of the total amount of water supplied from the RWH to the total amount of water demand","Average year",{"$f":"E23","v":75.129195518490917},{"$f":"E34","v":96.00470065960927},{"$f":"E45","v":100}]
[null,"Maximum daily irrigation need",{"$f":"D8/('Farm data entry'!$E$22*10)","v":3.5832116269558822},{"$f":"MAX(Hydrology!N4:N10960)","v":71.664232539117648},null,null,null,null,"Very dry year",{"$f":"E24","v":50.671682027211084},{"$f":"E35","v":64.847936156500111},{"$f":"E46","v":64.9579572050298}]
[null,"Maximum ETc",{"$f":"MAX(Hydrology!K4:K10960)","v":3.1158361973529409},{"$f":"C9*'Farm data entry'!$E$22*10","v":62.316723947058819},null,null,null,null,"Driest year",{"$f":"E25","v":43.949161479278295},{"$f":"E36","v":43.949161479278295},{"$f":"E47","v":43.949161479278295}]
[null,"Net irrigation",{"$f":"C7*'Farm data entry'!D22","v":203.52851065481934},{"$f":"C10*10*$C$2","v":4070.5702130963869},null,null,null,"Notes: The green coloured cells are used to highlight the lower irrigation deficit and higher water saving efficiency and red coloured cells  are used to highlight the higher irrigation deficit and lower water saving efficiency achieved for each selected storage capacity, respectively."]
[null,"Leaching requirement",{"$f":"C10*'Farm data entry'!$D$14","v":30.5292765982229},{"$f":"C11*10*$C$2","v":610.58553196445803}]
[null,"Gross irrigation",{"$f":"SUM(C10:C11)","v":234.05778725304225},{"$f":"SUM(D10:D11)","v":4681.1557450608452}]
[null,"Peak irrigation demand (two days)",{"$f":"D13/10/$C$2","v":7.1664232539117645},{"$f":"(('Farm data entry'!D26)/24)*MAX(Hydrology!N4:N10960)","v":143.3284650782353}]
[null,"Average harvested rainfall",{"$f":"D14/10/$C$2","v":253.97478209055998},{"$f":"GETPIVOTDATA(\"Sum of Harvested rainfall (m3)\n\",PivotTable!A1)/30","v":5079.4956418111997}]
[]
[null,"Minimum reservoir capacity (m3)",null,{"$f":"D18","v":1000}]
[null,null,"mm","m3","%","£"]
[null,"Tank capacity",{"$f":"D18/10/$C$2","v":50},{"$f":"Hydrology!P1","v":1000}]
[null,"Usable storage",42.833576746088241,{"$f":"D18-D13","v":856.67153492176476}]
[null,"Average year irrigation deficit",56.450097482285912,{"$f":"'I Deficit'!K16","v":1129.0019496457182},null,{"$f":"D20*Costs_AlternativeWaterSources!$C$6","v":1546.7326710146342}]
[null,"Very dry year irrigation deficit",129.66841137443291,{"$f":"'I Deficit'!K4","v":2593.3682274886582},null,{"$f":"D21*Costs_AlternativeWaterSources!$C$6","v":3552.9144716594619}]
[null,"Driest year irrigation deficit",148.85481158726887,{"$f":"'I Deficit'!K2","v":2977.0962317453773},null,{"$f":"D22*Costs_AlternativeWaterSources!$C$6","v":4078.6218374911673}]
[null,"Average year rainwater saving efficiency",null,null,{"$f":"'WSE(%)'!M16","v":75.129195518490917}]
[null,"Dry year rainwater saving efficiency",null,null,{"$f":"'WSE(%)'!M4","v":50.671682027211084}]
[null,"Driest year rainwater saving efficiency",null,null,{"$f":"'WSE(%)'!M2","v":43.949161479278295}]
[]
[null,"Average reservoir capacity (m3)",null,{"$f":"D29","v":2000}]
[null,null,"mm","m3","%","£"]
[null,"Tank capacity",{"$f":"D29/10/$C$2","v":100},{"$f":"Hydrology!T1","v":2000}]
[null,"Usable storage",{"$f":"D30/10/$C$2","v":92.833576746088241},{"$f":"D29-D13","v":1856.6715349217648}]
[null,"Average year irrigation deficit",{"$f":"D31/10/$C$2","v":8.4028283134780786},{"$f":"'I Deficit'!L16","v":168.05656626956159},null,{"$f":"D31*Costs_AlternativeWaterSources!$C$6","v":230.2374957892994}]
[null,"Very dry year irrigation deficit",{"$f":"D32/10/$C$2","v":87.984143791706259},{"$f":"'I Deficit'!L4","v":1759.6828758341251},null,{"$f":"D32*Costs_AlternativeWaterSources!$C$6","v":2410.7655398927513}]
[null,"Driest year irrigation deficit",{"$f":"D33/10/$C$2","v":148.85481158726887},{"$f":"'I Deficit'!L2","v":2977.0962317453773},null,{"$f":"D33*Costs_AlternativeWaterSources!$C$6","v":4078.6218374911673}]
[null,"Average year rainwater saving efficiency",null,null,{"$f":"'WSE(%)'!N16","v":96.00470065960927}]
[null,"Dry year rainwater saving efficiency",null,null,{"$f":"'WSE(%)'!N4","v":64.847936156500111}]
[null,"Driest year rainwater saving efficiency",null,null,{"$f":"'WSE(%)'!N2","v":43.949161479278295}]
[]
[null,"Maximum reservoir capacity (m3)",null,{"$f":"D40","v":3000}]
[null,null,"mm","m3","%","£"]
[null,"Tank capacity",{"$f":"D40/10/$C$2","v":150},{"$f":"Hydrology!X1","v":3000}]
[null,"Usable storage",{"$f":"D41/10/$C$2","v":142.83357674608823},{"$f":"D40-D13","v":2856.6715349217648}]
[null,"Average year irrigation deficit",{"$f":"D42/10/$C$2","v":0},{"$f":"'I Deficit'!M16","v":0},null,{"$f":"D42*Costs_AlternativeWaterSources!$C$6","v":0}]
[null,"Very dry year irrigation deficit",{"$f":"D43/10/$C$2","v":82.123782994398638},{"$f":"'I Deficit'!M4","v":1642.4756598879728},null,{"$f":"D43*Costs_AlternativeWaterSources!$C$6","v":2250.1916540465231}]
[null,"Driest year irrigation deficit",{"$f":"D44/10/$C$2","v":148.85481158726887},{"$f":"'I Deficit'!M2","v":2977.0962317453773},null,{"$f":"D44*Costs_AlternativeWaterSources!$C$6","v":4078.6218374911673}]
[null,"Average year rainwater saving efficiency",null,null,{"$f":"'WSE(%)'!O16","v":100}]
[null,"Dry year rainwater saving efficiency",null,null,{"$f":"'WSE(%)'!O4","v":64.9579572050298}]
[null,"Driest year rainwater saving efficiency",null,null,{"$f":"'WSE(%)'!O2","v":43.949161479278295}]

{"sheet":"WSE(%)","index":9,"n_rows":36,"n_cols":24,"rows_kept":36,"cut":false,"hidden":true,"merged":[]}
[null,"Gross IWD","Sum of Actual rainwater used from reservoir (m3)","Sum of Actual rainwater used from reservoir (m3)2","Sum of Actual rainwater used from reservoir (m3)3",null,null,"WSE1","WSE2","WSE3","Frequency","Non exceedence probability (%)","WSE1","WSE2","WSE3",null,"Non exceedence probability (%)","WSE1","WSE2","WSE3",null,"Frequency","Frequency","ID"]
[1986,4393.5596429718407,3315.416499967695,4315.4164999676932,4393.5596429718407,null,1986,{"$f":"(GETPIVOTDATA(\"Sum of Actual rainwater used from reservoir (m3)\",$A$1,\"Year\",1986)/GETPIVOTDATA(\"Gross IWD\",$A$1,\"Year\",1986))*100","v":75.460828334746793},{"$f":"(GETPIVOTDATA(\"Sum of Actual rainwater used from reservoir (m3)2\",$A$1,\"Year\",1986)/GETPIVOTDATA(\"Gross IWD\",$A$1,\"Year\",1986))*100","v":98.221416132835486},{"$f":"(GETPIVOTDATA(\"Sum of Actual rainwater used from reservoir (m3)3\",$A$1,\"Year\",1986)/GETPIVOTDATA(\"Gross IWD\",$A$1,\"Year\",1986))*100","v":100},{"$f":"1/30","v":3.3333333333333333E-2},{"$f":"K2*100","v":3.3333333333333335},{"$f":"_xlfn._xlws.SORT(H2:H31,1,1)","v":43.949161479278295},{"$f":"_xlfn._xlws.SORT(I2:I31,1,1)","v":43.949161479278295},{"$f":"_xlfn._xlws.SORT(J2:J31,1,1)","v":43.949161479278295},null,0,{"$f":"M4","v":50.671682027211084},{"$f":"N4","v":64.847936156500111},{"$f":"O4","v":64.9579572050298},null,10,50,0]
[1987,4133.8538437153502,4110.9326626808434,4133.8538437153502,4133.8538437153502,null,{"$f":"A3","v":1987},{"$f":"(GETPIVOTDATA(\"Sum of Actual rainwater used from reservoir (m3)\",$A$1,\"Year\",1987)/GETPIVOTDATA(\"Gross IWD\",$A$1,\"Year\",1987)*100)","v":99.445525122535386},{"$f":"(GETPIVOTDATA(\"Sum of Actual rainwater used from reservoir (m3)2\",$A$1,\"Year\",1987)/GETPIVOTDATA(\"Gross IWD\",$A$1,\"Year\",1987)*100)","v":100},{"$f":"(GETPIVOTDATA(\"Sum of Actual rainwater used from reservoir (m3)3\",$A$1,\"Year\",1987)/GETPIVOTDATA(\"Gross IWD\",$A$1,\"Year\",1987))*100","v":100},{"$f":"K2+(1/30)","v":6.6666666666666666E-2},{"$f":"K3*100","v":6.666666666666667},44.373081964327461,63.194459412076334,64.847936156500111,null,2,{"$f":"M4","v":50.671682027211084},{"$f":"N4","v":64.847936156500111},{"$f":"O4","v":64.9579572050298},null,10,50,100]
[1988,4206.3573202284342,3038.3007539588702,4038.3007539588702,4206.3573202284342,null,1988,{"$f":"(GETPIVOTDATA(\"Sum of Actual rainwater used from reservoir (m3)\",$A$1,\"Year\",1988)/GETPIVOTDATA(\"Gross IWD\",$A$1,\"Year\",1988)*100)","v":72.231161612153997},{"$f":"(GETPIVOTDATA(\"Sum of Actual rainwater used from reservoir (m3)2\",$A$1,\"Year\",1988)/GETPIVOTDATA(\"Gross IWD\",$A$1,\"Year\",1988)*100)","v":96.00470065960927},{"$f":"(GETPIVOTDATA(\"Sum of Actual rainwater used from reservoir (m3)3\",$A$1,\"Year\",1988)/GETPIVOTDATA(\"Gross IWD\",$A$1,\"Year\",1988))*100","v":100},{"$f":"K3+(1/30)","v":0.1},10,50.671682027211084,64.847936156500111,64.9579572050298,null,4,{"$f":"M4","v":50.671682027211084},{"$f":"N4","v":64.847936156500111},{"$f":"O4","v":64.9579572050298}]
[1989,5313.1074108478879,2357.5895062682898,3357.589506268288,4357.5895062682876,null,1989,{"$f":"(GETPIVOTDATA(\"Sum of Actual rainwater used from reservoir (m3)\",$A$1,\"Year\",1989)/GETPIVOTDATA(\"Gross IWD\",$A$1,\"Year\",1989)*100)","v":44.373081964327461},{"$f":"(GETPIVOTDATA(\"Sum of Actual rainwater used from reservoir (m3)2\",$A$1,\"Year\",1989)/GETPIVOTDATA(\"Gross IWD\",$A$1,\"Year\",1989)*100)","v":63.194459412076334},{"$f":"(GETPIVOTDATA(\"Sum of Actual rainwater used from reservoir (m3)3\",$A$1,\"Year\",1989)/GETPIVOTDATA(\"Gross IWD\",$A$1,\"Year\",1989))*100","v":82.015836859825214},0.13333333333333333,13.333333333333334,57.899068843290792,64.9579572050298,79.022985896938408,null,6,{"$f":"M4","v":50.671682027211084},{"$f":"N4","v":64.847936156500111},{"$f":"O4","v":64.9579572050298}]
[1990,5311.4213994225283,2334.3251676771501,2334.3251676771501,2334.3251676771501,null,1990,{"$f":"(GETPIVOTDATA(\"Sum of Actual rainwater used from reservoir (m3)\",$A$1,\"Year\",1990)/GETPIVOTDATA(\"Gross IWD\",$A$1,\"Year\",1990)*100)","v":43.949161479278295},{"$f":"(GETPIVOTDATA(\"Sum of Actual rainwater used from reservoir (m3)2\",$A$1,\"Year\",1990)/GETPIVOTDATA(\"Gross IWD\",$A$1,\"Year\",1990)*100)","v":43.949161479278295},{"$f":"(GETPIVOTDATA(\"Sum of Actual rainwater used from reservoir (m3)3\",$A$1,\"Year\",1990)/GETPIVOTDATA(\"Gross IWD\",$A$1,\"Year\",1990))*100","v":43.949161479278295},0.16666666666666666,16.666666666666664,61.036958091006497,69.692628397236149,82.015836859825214,null,8,{"$f":"M4","v":50.671682027211084},{"$f":"N4","v":64.847936156500111},{"$f":"O4","v":64.9579572050298}]
[1991,4481.0302173074306,3809.1963797470912,4481.0302173074306,4481.0302173074306,null,1991,{"$f":"(GETPIVOTDATA(\"Sum of Actual rainwater used from reservoir (m3)\",$A$1,\"Year\",1991)/GETPIVOTDATA(\"Gross IWD\",$A$1,\"Year\",1991)*100)","v":85.007156725579236},{"$f":"(GETPIVOTDATA(\"Sum of Actual rainwater used from reservoir (m3)2\",$A$1,\"Year\",1991)/GETPIVOTDATA(\"Gross IWD\",$A$1,\"Year\",1991)*100)","v":100},{"$f":"(GETPIVOTDATA(\"Sum of Actual rainwater used from reservoir (m3)3\",$A$1,\"Year\",1991)/GETPIVOTDATA(\"Gross IWD\",$A$1,\"Year\",1991))*100","v":100},0.19999999999999998,20,64.847936156500111,78.520023342451637,86.055294445008116,null,10,{"$f":"M4","v":50.671682027211084},{"$f":"N4","v":64.847936156500111},{"$f":"O4","v":64.9579572050298}]
[1992,4607.7087721016069,3972.4314073387004,4607.7087721016069,4607.7087721016069,null,1992,{"$f":"(GETPIVOTDATA(\"Sum of Actual rainwater used from reservoir (m3)\",$A$1,\"Year\",1992)/GETPIVOTDATA(\"Gross IWD\",$A$1,\"Year\",1992)*100)","v":86.212727492472311},{"$f":"(GETPIVOTDATA(\"Sum of Actual rainwater used from reservoir (m3)2\",$A$1,\"Year\",1992)/GETPIVOTDATA(\"Gross IWD\",$A$1,\"Year\",1992)*100)","v":100},{"$f":"(GETPIVOTDATA(\"Sum of Actual rainwater used from reservoir (m3)3\",$A$1,\"Year\",1992)/GETPIVOTDATA(\"Gross IWD\",$A$1,\"Year\",1992))*100","v":100},0.23333333333333331,23.333333333333332,66.140788191986687,79.022985896938408,88.713574767261278]
[1993,4419.4454981345743,3724.8560642647617,4419.4454981345743,4419.4454981345743,null,1993,{"$f":"(GETPIVOTDATA(\"Sum of Actual rainwater used from reservoir (m3)\",$A$1,\"Year\",1993)/GETPIVOTDATA(\"Gross IWD\",$A$1,\"Year\",1993)*100)","v":84.283335224679305},{"$f":"(GETPIVOTDATA(\"Sum of Actual rainwater used from reservoir (m3)2\",$A$1,\"Year\",1993)/GETPIVOTDATA(\"Gross IWD\",$A$1,\"Year\",1993)*100)","v":100},{"$f":"(GETPIVOTDATA(\"Sum of Actual rainwater used from reservoir (m3)3\",$A$1,\"Year\",1993)/GETPIVOTDATA(\"Gross IWD\",$A$1,\"Year\",1993))*100","v":100},0.26666666666666666,26.666666666666668,68.106180759095281,84.683685134673212,92.607243877315113]
[1994,4778.4063875205684,4142.6206760219466,4778.4063875205684,4778.4063875205684,null,1994,{"$f":"(GETPIVOTDATA(\"Sum of Actual rainwater used from reservoir (m3)\",$A$1,\"Year\",1994)/GETPIVOTDATA(\"Gross IWD\",$A$1,\"Year\",1994)*100)","v":86.694607784740555},{"$f":"(GETPIVOTDATA(\"Sum of Actual rainwater used from reservoir (m3)2\",$A$1,\"Year\",1994)/GETPIVOTDATA(\"Gross IWD\",$A$1,\"Year\",1994)*100)","v":100},{"$f":"(GETPIVOTDATA(\"Sum of Actual rainwater used from reservoir (m3)3\",$A$1,\"Year\",1994)/GETPIVOTDATA(\"Gross IWD\",$A$1,\"Year\",1994))*100","v":100},0.3,30,68.592446294179823,86.055294445008116,99.140977841612496,null,"Frequency","ID1","ID2","ID3"]
[1995,5257.3619658372318,2663.9937383485758,3663.9937383485717,4663.9937383485703,null,1995,{"$f":"(GETPIVOTDATA(\"Sum of Actual rainwater used from reservoir (m3)\",$A$1,\"Year\",1995)/GETPIVOTDATA(\"Gross IWD\",$A$1,\"Year\",1995)*100)","v":50.671682027211084},{"$f":"(GETPIVOTDATA(\"Sum of Actual rainwater used from reservoir (m3)2\",$A$1,\"Year\",1995)/GETPIVOTDATA(\"Gross IWD\",$A$1,\"Year\",1995)*100)","v":69.692628397236149},{"$f":"(GETPIVOTDATA(\"Sum of Actual rainwater used from reservoir (m3)3\",$A$1,\"Year\",1995)/GETPIVOTDATA(\"Gross IWD\",$A$1,\"Year\",1995))*100","v":88.713574767261278},0.33333333333333331,33.333333333333329,70.212095874576448,88.171372996349419,100,null,0,{"$f":"M16","v":75.129195518490917},{"$f":"N16","v":96.00470065960927},{"$f":"O16","v":100}]
[1996,5041.0549404562234,3596.7644067567412,4338.0946721442315,4338.0946721442315,null,1996,{"$f":"(GETPIVOTDATA(\"Sum of Actual rainwater used from reservoir (m3)\",$A$1,\"Year\",1996)/GETPIVOTDATA(\"Gross IWD\",$A$1,\"Year\",1996)*100)","v":71.349438743296616},{"$f":"(GETPIVOTDATA(\"Sum of Actual rainwater used from reservoir (m3)2\",$A$1,\"Year\",1996)/GETPIVOTDATA(\"Gross IWD\",$A$1,\"Year\",1996)*100)","v":86.055294445008116},{"$f":"(GETPIVOTDATA(\"Sum of Actual rainwater used from reservoir (m3)3\",$A$1,\"Year\",1996)/GETPIVOTDATA(\"Gross IWD\",$A$1,\"Year\",1996))*100","v":86.055294445008116},0.36666666666666664,36.666666666666664,70.572054927490541,89.093806019478691,100,null,4,{"$f":"M16","v":75.129195518490917},{"$f":"N16","v":96.00470065960927},{"$f":"O16","v":100}]
[1997,5005.9162490953177,3246.2333732611964,3246.2333732611964,3246.2333732611964,null,1997,{"$f":"(GETPIVOTDATA(\"Sum of Actual rainwater used from reservoir (m3)\",$A$1,\"Year\",1997)/GETPIVOTDATA(\"Gross IWD\",$A$1,\"Year\",1997)*100)","v":64.847936156500111},{"$f":"(GETPIVOTDATA(\"Sum of Actual rainwater used from reservoir (m3)2\",$A$1,\"Year\",1997)/GETPIVOTDATA(\"Gross IWD\",$A$1,\"Year\",1997)*100)","v":64.847936156500111},{"$f":"(GETPIVOTDATA(\"Sum of Actual rainwater used from reservoir (m3)3\",$A$1,\"Year\",1997)/GETPIVOTDATA(\"Gross IWD\",$A$1,\"Year\",1997))*100","v":64.847936156500111},0.39999999999999997,40,71.349438743296616,89.310402732938087,100,null,8,{"$f":"M16","v":75.129195518490917},{"$f":"N16","v":96.00470065960927},{"$f":"O16","v":100}]
[1998,4716.0419336940831,3211.9160440364249,4211.9160440364267,4716.0419336940831,null,1998,{"$f":"(GETPIVOTDATA(\"Sum of Actual rainwater used from reservoir (m3)\",$A$1,\"Year\",1998)/GETPIVOTDATA(\"Gross IWD\",$A$1,\"Year\",1998)*100)","v":68.106180759095281},{"$f":"(GETPIVOTDATA(\"Sum of Actual rainwater used from reservoir (m3)2\",$A$1,\"Year\",1998)/GETPIVOTDATA(\"Gross IWD\",$A$1,\"Year\",1998)*100)","v":89.310402732938087},{"$f":"(GETPIVOTDATA(\"Sum of Actual rainwater used from reservoir (m3)3\",$A$1,\"Year\",1998)/GETPIVOTDATA(\"Gross IWD\",$A$1,\"Year\",1998))*100","v":100},0.43333333333333329,43.333333333333329,72.231161612153997,91.62581746116382,100,null,12,{"$f":"M16","v":75.129195518490917},{"$f":"N16","v":96.00470065960927},{"$f":"O16","v":100}]
[1999,4787.8233934248274,3478.8396943642188,4478.8396943642229,4787.8233934248274,null,1999,{"$f":"(GETPIVOTDATA(\"Sum of Actual rainwater used from reservoir (m3)\",$A$1,\"Year\",1999)/GETPIVOTDATA(\"Gross IWD\",$A$1,\"Year\",1999)*100)","v":72.660150730324531},{"$f":"(GETPIVOTDATA(\"Sum of Actual rainwater used from reservoir (m3)2\",$A$1,\"Year\",1999)/GETPIVOTDATA(\"Gross IWD\",$A$1,\"Year\",1999)*100)","v":93.546468328699518},{"$f":"(GETPIVOTDATA(\"Sum of Actual rainwater used from reservoir (m3)3\",$A$1,\"Year\",1999)/GETPIVOTDATA(\"Gross IWD\",$A$1,\"Year\",1999))*100","v":100},0.46666666666666662,46.666666666666664,72.660150730324531,93.546468328699518,100,null,16,{"$f":"M16","v":75.129195518490917},{"$f":"N16","v":96.00470065960927},{"$f":"O16","v":100}]
[2000,4268.6251918264079,3680.343757960949,4268.6251918264079,4268.6251918264079,null,2000,{"$f":"(GETPIVOTDATA(\"Sum of Actual rainwater used from reservoir (m3)\",$A$1,\"Year\",2000)/GETPIVOTDATA(\"Gross IWD\",$A$1,\"Year\",2000)*100)","v":86.218480015722534},{"$f":"(GETPIVOTDATA(\"Sum of Actual rainwater used from reservoir (m3)2\",$A$1,\"Year\",2000)/GETPIVOTDATA(\"Gross IWD\",$A$1,\"Year\",2000)*100)","v":100},{"$f":"(GETPIVOTDATA(\"Sum of Actual rainwater used from reservoir (m3)3\",$A$1,\"Year\",2000)/GETPIVOTDATA(\"Gross IWD\",$A$1,\"Year\",2000))*100","v":100},0.49999999999999994,49.999999999999993,75.129195518490917,96.00470065960927,100,null,20,{"$f":"M16","v":75.129195518490917},{"$f":"N16","v":96.00470065960927},{"$f":"O16","v":100}]
[2001,4751.2259516634904,3694.1753658816865,4694.1753658816851,4751.2259516634904,null,2001,{"$f":"(GETPIVOTDATA(\"Sum of Actual rainwater used from reservoir (m3)\",$A$1,\"Year\",2001)/GETPIVOTDATA(\"Gross IWD\",$A$1,\"Year\",2001)*100)","v":77.752045544966947},{"$f":"(GETPIVOTDATA(\"Sum of Actual rainwater used from reservoir (m3)2\",$A$1,\"Year\",2001)/GETPIVOTDATA(\"Gross IWD\",$A$1,\"Year\",2001)*100)","v":98.799244945152935},{"$f":"(GETPIVOTDATA(\"Sum of Actual rainwater used from reservoir (m3)3\",$A$1,\"Year\",2001)/GETPIVOTDATA(\"Gross IWD\",$A$1,\"Year\",2001))*100","v":100},0.53333333333333333,53.333333333333336,75.460828334746793,98.221416132835486,100,null,24,{"$f":"M16","v":75.129195518490917},{"$f":"N16","v":96.00470065960927},{"$f":"O16","v":100}]
[2002,4440.0919055840395,4345.047097141417,4440.0919055840395,4440.0919055840395,null,2002,{"$f":"(GETPIVOTDATA(\"Sum of Actual rainwater used from reservoir (m3)\",$A$1,\"Year\",2002)/GETPIVOTDATA(\"Gross IWD\",$A$1,\"Year\",2002)*100)","v":97.859395470551178},{"$f":"(GETPIVOTDATA(\"Sum of Actual rainwater used from reservoir (m3)2\",$A$1,\"Year\",2002)/GETPIVOTDATA(\"Gross IWD\",$A$1,\"Year\",2002)*100)","v":100},{"$f":"(GETPIVOTDATA(\"Sum of Actual rainwater used from reservoir (m3)3\",$A$1,\"Year\",2002)/GETPIVOTDATA(\"Gross IWD\",$A$1,\"Year\",2002))*100","v":100},0.56666666666666665,56.666666666666664,77.752045544966947,98.799244945152935,100,null,28,{"$f":"M16","v":75.129195518490917},{"$f":"N16","v":96.00470065960927},{"$f":"O16","v":100}]
[2003,5214.2771576231535,3448.7640105666737,4415.6420502107794,5214.2771576231535,null,2003,{"$f":"(GETPIVOTDATA(\"Sum of Actual rainwater used from reservoir (m3)\",$A$1,\"Year\",2003)/GETPIVOTDATA(\"Gross IWD\",$A$1,\"Year\",2003)*100)","v":66.140788191986687},{"$f":"(GETPIVOTDATA(\"Sum of Actual rainwater used from reservoir (m3)2\",$A$1,\"Year\",2003)/GETPIVOTDATA(\"Gross IWD\",$A$1,\"Year\",2003)*100)","v":84.683685134673212},{"$f":"(GETPIVOTDATA(\"Sum of Actual rainwater used from reservoir (m3)3\",$A$1,\"Year\",2003)/GETPIVOTDATA(\"Gross IWD\",$A$1,\"Year\",2003)*100)","v":100},0.6,60,80.609645015266125,100,100,null,32,{"$f":"M16","v":75.129195518490917},{"$f":"N16","v":96.00470065960927},{"$f":"O16","v":100}]
[2004,4720.8610837372371,4391.1220179874426,4720.8610837372371,4720.8610837372371,null,2004,{"$f":"(GETPIVOTDATA(\"Sum of Actual rainwater used from reservoir (m3)\",$A$1,\"Year\",2004)/GETPIVOTDATA(\"Gross IWD\",$A$1,\"Year\",2004)*100)","v":93.015277088205295},{"$f":"(GETPIVOTDATA(\"Sum of Actual rainwater used from reservoir (m3)2\",$A$1,\"Year\",2004)/GETPIVOTDATA(\"Gross IWD\",$A$1,\"Year\",2004)*100)","v":100},{"$f":"(GETPIVOTDATA(\"Sum of Actual rainwater used from reservoir (m3)3\",$A$1,\"Year\",2004)/GETPIVOTDATA(\"Gross IWD\",$A$1,\"Year\",2004))*100","v":100},0.6333333333333333,63.333333333333329,84.283335224679305,100,100,null,36,{"$f":"M16","v":75.129195518490917},{"$f":"N16","v":96.00470065960927},{"$f":"O16","v":100}]
[2005,4539.4669500341497,3410.4650003884331,4002.5103365606169,4203.8752291482433,null,2005,{"$f":"(GETPIVOTDATA(\"Sum of Actual rainwater used from reservoir (m3)\",$A$1,\"Year\",2005)/GETPIVOTDATA(\"Gross IWD\",$A$1,\"Year\",2005)*100)","v":75.129195518490917},{"$f":"(GETPIVOTDATA(\"Sum of Actual rainwater used from reservoir (m3)2\",$A$1,\"Year\",2005)/GETPIVOTDATA(\"Gross IWD\",$A$1,\"Year\",2005)*100)","v":88.171372996349419},{"$f":"(GETPIVOTDATA(\"Sum of Actual rainwater used from reservoir (m3)3\",$A$1,\"Year\",2005)/GETPIVOTDATA(\"Gross IWD\",$A$1,\"Year\",2005))*100","v":92.607243877315113},0.66666666666666663,66.666666666666657,84.736750445174806,100,100,null,40,{"$f":"M16","v":75.129195518490917},{"$f":"N16","v":96.00470065960927},{"$f":"O16","v":100}]
[2006,4877.7252504183498,3345.751072770855,4345.7510727708559,4877.7252504183498,null,2006,{"$f":"(GETPIVOTDATA(\"Sum of Actual rainwater used from reservoir (m3)\",$A$1,\"Year\",2006)/GETPIVOTDATA(\"Gross IWD\",$A$1,\"Year\",2006)*100)","v":68.592446294179823},{"$f":"(GETPIVOTDATA(\"Sum of Actual rainwater used from reservoir (m3)2\",$A$1,\"Year\",2006)/GETPIVOTDATA(\"Gross IWD\",$A$1,\"Year\",2006)*100)","v":89.093806019478691},{"$f":"(GETPIVOTDATA(\"Sum of Actual rainwater used from reservoir (m3)3\",$A$1,\"Year\",2006)/GETPIVOTDATA(\"Gross IWD\",$A$1,\"Year\",2006))*100","v":100},0.7,70,85.007156725579236,100,100,null,44,{"$f":"M16","v":75.129195518490917},{"$f":"N16","v":96.00470065960927},{"$f":"O16","v":100}]
[2007,4242.100108972405,4242.100108972405,4242.100108972405,4242.100108972405,null,2007,{"$f":"(GETPIVOTDATA(\"Sum of Actual rainwater used from reservoir (m3)\",$A$1,\"Year\",2007)/GETPIVOTDATA(\"Gross IWD\",$A$1,\"Year\",2007)*100)","v":100},{"$f":"(GETPIVOTDATA(\"Sum of Actual rainwater used from reservoir (m3)2\",$A$1,\"Year\",2007)/GETPIVOTDATA(\"Gross IWD\",$A$1,\"Year\",2007)*100)","v":100},{"$f":"(GETPIVOTDATA(\"Sum of Actual rainwater used from reservoir (m3)3\",$A$1,\"Year\",2007)/GETPIVOTDATA(\"Gross IWD\",$A$1,\"Year\",2007))*100","v":100},0.73333333333333328,73.333333333333329,86.212727492472311,100,100,null,48,{"$f":"M16","v":75.129195518490917},{"$f":"N16","v":96.00470065960927},{"$f":"O16","v":100}]
[2008,4380.2415974245177,4380.2415974245177,4380.2415974245177,4380.2415974245177,null,2008,{"$f":"(GETPIVOTDATA(\"Sum of Actual rainwater used from reservoir (m3)\",$A$1,\"Year\",2008)/GETPIVOTDATA(\"Gross IWD\",$A$1,\"Year\",2008)*100)","v":100},{"$f":"(GETPIVOTDATA(\"Sum of Actual rainwater used from reservoir (m3)2\",$A$1,\"Year\",2008)/GETPIVOTDATA(\"Gross IWD\",$A$1,\"Year\",2008)*100)","v":100},{"$f":"(GETPIVOTDATA(\"Sum of Actual rainwater used from reservoir (m3)3\",$A$1,\"Year\",2008)/GETPIVOTDATA(\"Gross IWD\",$A$1,\"Year\",2008))*100","v":100},0.76666666666666661,76.666666666666657,86.218480015722534,100,100,null,50,{"$f":"M16","v":75.129195518490917},{"$f":"N16","v":96.00470065960927},{"$f":"O16","v":100}]
[2009,4849.4360435191975,2807.7783133485373,3807.7783133485373,4807.7783133485373,null,2009,{"$f":"(GETPIVOTDATA(\"Sum of Actual rainwater used from reservoir (m3)\",$A$1,\"Year\",2009)/GETPIVOTDATA(\"Gross IWD\",$A$1,\"Year\",2009)*100)","v":57.899068843290792},{"$f":"(GETPIVOTDATA(\"Sum of Actual rainwater used from reservoir (m3)2\",$A$1,\"Year\",2009)/GETPIVOTDATA(\"Gross IWD\",$A$1,\"Year\",2009)*100)","v":78.520023342451637},{"$f":"(GETPIVOTDATA(\"Sum of Actual rainwater used from reservoir (m3)3\",$A$1,\"Year\",2009)/GETPIVOTDATA(\"Gross IWD\",$A$1,\"Year\",2009))*100","v":99.140977841612496},0.79999999999999993,80,86.694607784740555,100,100]
[2010,4687.1572798938669,2860.8982245883799,3044.681620005897,3044.681620005897,null,2010,{"$f":"(GETPIVOTDATA(\"Sum of Actual rainwater used from reservoir (m3)\",$A$1,\"Year\",2010)/GETPIVOTDATA(\"Gross IWD\",$A$1,\"Year\",2010)*100)","v":61.036958091006497},{"$f":"(GETPIVOTDATA(\"Sum of Actual rainwater used from reservoir (m3)2\",$A$1,\"Year\",2010)/GETPIVOTDATA(\"Gross IWD\",$A$1,\"Year\",2010)*100)","v":64.9579572050298},{"$f":"(GETPIVOTDATA(\"Sum of Actual rainwater used from reservoir (m3)3\",$A$1,\"Year\",2010)/GETPIVOTDATA(\"Gross IWD\",$A$1,\"Year\",2010))*100","v":64.9579572050298},0.83333333333333326,83.333333333333329,86.927434217700068,100,100]
[2011,4827.2140216281596,3406.6641308109497,3814.6086555262541,3814.6086555262541,null,2011,{"$f":"(GETPIVOTDATA(\"Sum of Actual rainwater used from reservoir (m3)\",$A$1,\"Year\",2011)/GETPIVOTDATA(\"Gross IWD\",$A$1,\"Year\",2011)*100)","v":70.572054927490541},{"$f":"(GETPIVOTDATA(\"Sum of Actual rainwater used from reservoir (m3)2\",$A$1,\"Year\",2011)/GETPIVOTDATA(\"Gross IWD\",$A$1,\"Year\",2011)*100)","v":79.022985896938408},{"$f":"(GETPIVOTDATA(\"Sum of Actual rainwater used from reservoir (m3)3\",$A$1,\"Year\",2011)/GETPIVOTDATA(\"Gross IWD\",$A$1,\"Year\",2011))*100","v":79.022985896938408},0.86666666666666659,86.666666666666657,93.015277088205295,100,100]
[2012,4233.8365568134777,3587.6155174036185,4233.8365568134777,4233.8365568134777,null,2012,{"$f":"(GETPIVOTDATA(\"Sum of Actual rainwater used from reservoir (m3)\",$A$1,\"Year\",2012)/GETPIVOTDATA(\"Gross IWD\",$A$1,\"Year\",2012)*100)","v":84.736750445174806},{"$f":"(GETPIVOTDATA(\"Sum of Actual rainwater used from reservoir (m3)2\",$A$1,\"Year\",2012)/GETPIVOTDATA(\"Gross IWD\",$A$1,\"Year\",2012)*100)","v":100},{"$f":"(GETPIVOTDATA(\"Sum of Actual rainwater used from reservoir (m3)3\",$A$1,\"Year\",2012)/GETPIVOTDATA(\"Gross IWD\",$A$1,\"Year\",2012))*100","v":100},0.89999999999999991,89.999999999999986,97.859395470551178,100,100]
[2013,4669.9028749227773,3278.8366837903823,4278.836683790385,4669.9028749227773,null,2013,{"$f":"(GETPIVOTDATA(\"Sum of Actual rainwater used from reservoir (m3)\",$A$1,\"Year\",2013)/GETPIVOTDATA(\"Gross IWD\",$A$1,\"Year\",2013)*100)","v":70.212095874576448},{"$f":"(GETPIVOTDATA(\"Sum of Actual rainwater used from reservoir (m3)2\",$A$1,\"Year\",2013)/GETPIVOTDATA(\"Gross IWD\",$A$1,\"Year\",2013)*100)","v":91.62581746116382},{"$f":"(GETPIVOTDATA(\"Sum of Actual rainwater used from reservoir (m3)3\",$A$1,\"Year\",2013)/GETPIVOTDATA(\"Gross IWD\",$A$1,\"Year\",2013))*100","v":100},0.93333333333333324,93.333333333333329,99.445525122535386,100,100]
[2014,4704.640087085234,4089.6229168805644,4704.640087085234,4704.640087085234,null,2014,{"$f":"(GETPIVOTDATA(\"Sum of Actual rainwater used from reservoir (m3)\",$A$1,\"Year\",2014)/GETPIVOTDATA(\"Gross IWD\",$A$1,\"Year\",2014)*100)","v":86.927434217700068},{"$f":"(GETPIVOTDATA(\"Sum of Actual rainwater used from reservoir (m3)2\",$A$1,\"Year\",2014)/GETPIVOTDATA(\"Gross IWD\",$A$1,\"Year\",2014)*100)","v":100},{"$f":"(GETPIVOTDATA(\"Sum of Actual rainwater used from reservoir (m3)3\",$A$1,\"Year\",2014)/GETPIVOTDATA(\"Gross IWD\",$A$1,\"Year\",2014))*100","v":100},0.96666666666666656,96.666666666666657,100,100,100]
[2015,4574.7813159209391,3687.7149789885893,4574.7813159209391,4574.7813159209391,null,2015,{"$f":"(GETPIVOTDATA(\"Sum of Actual rainwater used from reservoir (m3)\",$A$1,\"Year\",2015)/GETPIVOTDATA(\"Gross IWD\",$A$1,\"Year\",2015)*100)","v":80.609645015266125},{"$f":"(GETPIVOTDATA(\"Sum of Actual rainwater used from reservoir (m3)2\",$A$1,\"Year\",2015)/GETPIVOTDATA(\"Gross IWD\",$A$1,\"Year\",2015)*100)","v":100},{"$f":"(GETPIVOTDATA(\"Sum of Actual rainwater used from reservoir (m3)3\",$A$1,\"Year\",2015)/GETPIVOTDATA(\"Gross IWD\",$A$1,\"Year\",2015))*100","v":100},0.99999999999999989,99.999999999999986,100,100,100]
["Grand Total",140434.67235182531,105660.55716959792,124374.31611426546,130413.71636681912]
[]
["Average",{"$f":"AVERAGE(B2:B31)","v":4681.1557450608434},{"$f":"AVERAGE(C2:C31)","v":3522.0185723199306},4145.8105371421816,4347.1238788939709,null,null,{"$f":"AVERAGE(H2:H31)","v":76.066486989851654},89.323245358180642,93.37703228429227]
["Median",{"$f":"MEDIAN(B2:B31)","v":4695.8986834895504},{"$f":"MEDIAN(C2:C31)","v":3533.2276058839188},4297.1265918790396,4429.7687018593069,null,null,{"$f":"MEDIAN(H2:H31)","v":75.295011926618855},97.113058396222385,100]
["SD",{"$f":"STDEV(B2:B31)","v":333.74004519985971},{"$f":"STDEV(C2:C31)","v":562.70505511490421},551.68929244221977,584.6153539558286,null,null,{"$f":"STDEV(H2:H31)","v":15.348972990023006},14.732840580461136,13.683733141466503]

{"sheet":"Hydrology","index":10,"n_rows":10960,"n_cols":30,"rows_kept":2250,"cut":true,"hidden":true,"merged":[],"bounds":{"rows_first":1000,"rows_last":250,"rows_between":1000,"halvings":1}}
[{"$f":"'Farm data entry'!D9","v":"Tonbridge and Mailing"},null,null,{"$f":"MATCH($A$1,Rainfall!$D$1:$Q$1,0)","v":12},null,null,null,{"$f":"'Farm data entry'!$D$11","v":"Strawberry(EB)"},null,null,null,null,null,null,"Tank1",{"$f":"'Farm data entry'!$D$17","v":1000},"Buffer",{"$f":"\"Minimum storage = \"& FIXED(P1,0,FALSE) &\" m3\"","v":"Minimum storage = 1,000 m3"},"Tank2",{"$f":"AVERAGE('Farm data entry'!D17:D18)","v":2000},"Buffer",{"$f":"\"Average storage = \"& FIXED(T1,0,FALSE) &\" m3\"","v":"Average storage = 2,000 m3"},"Tank3",{"$f":"'Farm data entry'!D18","v":3000},"Buffer",{"$f":"\"Maximum storage = \"& FIXED(X1,0,FALSE) &\" m3\"","v":"Maximum storage = 3,000 m3"},null,null,null,{"$f":"\"Rain water used for irrigation ( \"& FIXED(T1,0,FALSE) &\" m3)\"","v":"Rain water used for irrigation ( 2,000 m3)"}]
["Date","Year","DoY","Rainfall (mm)","Harvestable rainfall from polytunnels (m3)","Covered","Harvested rainfall (m3)\n","ETo (mm)","ETo adjusted to polytunnel crops, (mm)","Kc","ETc of polytunnel crops (mm)","Net irrigation water demand (m3)"," IWD for leaching adjustment (m3)","Gross irrigation water demand (m3)","Actual rainwater used from reservoir (m3)","Overflow from reservoir (m3)","Reservoir volume at end of each day (m3)","Irrigation deficit_T1","Actual rainwater used from reservoir (m3)","Overflow from reservoir (m3)","Reservoir volume at end of each day (m3)","Irrigation deficit_T2","Actual rainwater used from reservoir (m3)","Overflow from reservoir (m3)","Reservoir volume at end of each day (m3)","Irrigation deficit_T3"]
[null,null,null,null,null,null,null,null,null,null,null,null,null,null,null,null,{"$f":"P1","v":1000},null,null,null,{"$f":"T1","v":2000},null,null,null,{"$f":"X1","v":3000}]
["1986-01-01",{"$f":"YEAR(A4)","v":1986},{"$f":"A4-DATE(YEAR(A4)-1,12,31)","v":1},{"$f":"VLOOKUP($A4,Rainfall!$D$3:$Q$10959,Hydrology!$D$1,FALSE)","v":12.799999295999999},{"$f":"MAX((D4-'Farm data entry'!$D$24)*'Farm data entry'!$D$23,0)*10*'Farm data entry'!$D$10","v":205.19998662399999},{"$f":"AND(C4>='Farm data entry'!$E$15,Hydrology!C4<='Farm data entry'!$E$16)","v":false},{"$f":"E4*F4","v":0},{"$f":"VLOOKUP($A4,ETo!$A$3:$N$10959,Hydrology!$D$1,FALSE)","v":0.47838890000000001},{"$f":"(H4*'Farm data entry'!$D$25)","v":0.33487222999999999},{"$f":"kc(C4,Kc!$E$9:$H$9,Kc!$I$9:$K$9)","v":0},{"$f":"(J4*I4)","v":0},{"$f":"K4*10*'Farm data entry'!$E$22","v":0},{"$f":"(L4*'Farm data entry'!$D$14)","v":0},{"$f":"SUM(L4:M4)","v":0},{"$f":"MIN($N4,Q3+$G4)","v":0},{"$f":"MAX(Q3+$G4-$N4-P$1,0)","v":0},{"$f":"MIN(Q3-O4+$G4,P$1)","v":1000},{"$f":"$N4-O4","v":0},{"$f":"MIN($N4,U3+$G4)","v":0},{"$f":"MAX(U3+$G4-$N4-T$1,0)","v":0},{"$f":"MIN(U3-S4+$G4,T$1)","v":2000},{"$f":"$N4-S4","v":0},{"$f":"MIN($N4,Y3+$G4)","v":0},{"$f":"MAX(Y3+$G4-$N4-X$1,0)","v":0},{"$f":"MIN(Y3-W4+$G4,X$1)","v":3000},{"$f":"$N4-W4","v":0}]
["1986-01-02",{"$f":"YEAR(A5)","v":1986},2,{"$f":"VLOOKUP($A5,Rainfall!$D$3:$Q$10959,Hydrology!$D$1,FALSE)","v":19.499999616},{"$f":"MAX((D5-'Farm data entry'!$D$24)*'Farm data entry'!$D$23,0)*10*'Farm data entry'!$D$10","v":332.49999270399996},{"$f":"AND(C5>='Farm data entry'!$E$15,Hydrology!C5<='Farm data entry'!$E$16)","v":false},0,{"$f":"VLOOKUP($A5,ETo!$A$3:$N$10959,Hydrology!$D$1,FALSE)","v":0},{"$f":"(H5*'Farm data entry'!$D$25)","v":0},{"$f":"kc(C5,Kc!$E$9:$H$9,Kc!$I$9:$K$9)","v":0},0,{"$f":"K5*10*'Farm data entry'!$E$22","v":0},{"$f":"(L5*'Farm data entry'!$D$14)","v":0},{"$f":"SUM(L5:M5)","v":0},0,0,1000,{"$f":"$N5-O5","v":0},{"$f":"MIN($N5,U4+$G5)","v":0},{"$f":"MAX(U4+$G5-$N5-T$1,0)","v":0},{"$f":"MIN(U4-S5+$G5,T$1)","v":2000},{"$f":"$N5-S5","v":0},{"$f":"MIN($N5,Y4+$G5)","v":0},{"$f":"MAX(Y4+$G5-$N5-X$1,0)","v":0},{"$f":"MIN(Y4-W5+$G5,X$1)","v":3000},{"$f":"$N5-W5","v":0}]
["1986-01-03",1986,3,{"$f":"VLOOKUP($A6,Rainfall!$D$3:$Q$10959,Hydrology!$D$1,FALSE)","v":9.9999999360000008E-2},{"$f":"MAX((D6-'Farm data entry'!$D$24)*'Farm data entry'!$D$23,0)*10*'Farm data entry'!$D$10","v":0},{"$f":"AND(C6>='Farm data entry'!$E$15,Hydrology!C6<='Farm data entry'!$E$16)","v":false},0,{"$f":"VLOOKUP($A6,ETo!$A$3:$N$10959,Hydrology!$D$1,FALSE)","v":0.58353359999999999},{"$f":"(H6*'Farm data entry'!$D$25)","v":0.40847351999999998},{"$f":"kc(C6,Kc!$E$9:$H$9,Kc!$I$9:$K$9)","v":0},0,{"$f":"K6*10*'Farm data entry'!$E$22","v":0},{"$f":"(L6*'Farm data entry'!$D$14)","v":0},0,0,0,1000,0,0,0,2000,0,0,0,3000,0]
["1986-01-04",1986,4,{"$f":"VLOOKUP($A7,Rainfall!$D$3:$Q$10959,Hydrology!$D$1,FALSE)","v":5.5999995839999999},{"$f":"MAX((D7-'Farm data entry'!$D$24)*'Farm data entry'!$D$23,0)*10*'Farm data entry'!$D$10","v":68.399992095999991},{"$f":"AND(C7>='Farm data entry'!$E$15,Hydrology!C7<='Farm data entry'!$E$16)","v":false},0,{"$f":"VLOOKUP($A7,ETo!$A$3:$N$10959,Hydrology!$D$1,FALSE)","v":0.56653830000000005},{"$f":"(H7*'Farm data entry'!$D$25)","v":0.39657681},{"$f":"kc(C7,Kc!$E$9:$H$9,Kc!$I$9:$K$9)","v":0},0,{"$f":"K7*10*'Farm data entry'!$E$22","v":0},{"$f":"(L7*'Farm data entry'!$D$14)","v":0},0,0,0,1000,0,0,0,2000,0,0,0,3000,0]
["1986-01-05",1986,5,{"$f":"VLOOKUP($A8,Rainfall!$D$3:$Q$10959,Hydrology!$D$1,FALSE)","v":1.5999999552000002},{"$f":"MAX((D8-'Farm data entry'!$D$24)*'Farm data entry'!$D$23,0)*10*'Farm data entry'!$D$10","v":0},{"$f":"AND(C8>='Farm data entry'!$E$15,Hydrology!C8<='Farm data entry'!$E$16)","v":false},0,{"$f":"VLOOKUP($A8,ETo!$A$3:$N$10959,Hydrology!$D$1,FALSE)","v":0},{"$f":"(H8*'Farm data entry'!$D$25)","v":0},{"$f":"kc(C8,Kc!$E$9:$H$9,Kc!$I$9:$K$9)","v":0},0,{"$f":"K8*10*'Farm data entry'!$E$22","v":0},{"$f":"(L8*'Farm data entry'!$D$14)","v":0},0,0,0,1000,0,0,0,2000,0,0,0,3000,0]
["1986-01-06",1986,6,{"$f":"VLOOKUP($A9,Rainfall!$D$3:$Q$10959,Hydrology!$D$1,FALSE)","v":9.9999999360000008E-2},{"$f":"MAX((D9-'Farm data entry'!$D$24)*'Farm data entry'!$D$23,0)*10*'Farm data entry'!$D$10","v":0},{"$f":"AND(C9>='Farm data entry'!$E$15,Hydrology!C9<='Farm data entry'!$E$16)","v":false},0,{"$f":"VLOOKUP($A9,ETo!$A$3:$N$10959,Hydrology!$D$1,FALSE)","v":0.19867573999999999},{"$f":"(H9*'Farm data entry'!$D$25)","v":0.13907301799999999},{"$f":"kc(C9,Kc!$E$9:$H$9,Kc!$I$9:$K$9)","v":0},0,{"$f":"K9*10*'Farm data entry'!$E$22","v":0},{"$f":"(L9*'Farm data entry'!$D$14)","v":0},0,0,0,1000,0,0,0,2000,0,0,0,3000,0]
["1986-01-07",1986,7,{"$f":"VLOOKUP($A10,Rainfall!$D$3:$Q$10959,Hydrology!$D$1,FALSE)","v":8.7999998399999999},{"$f":"MAX((D10-'Farm data entry'!$D$24)*'Farm data entry'!$D$23,0)*10*'Farm data entry'!$D$10","v":129.19999695999999},{"$f":"AND(C10>='Farm data entry'!$E$15,Hydrology!C10<='Farm data entry'!$E$16)","v":false},0,{"$f":"VLOOKUP($A10,ETo!$A$3:$N$10959,Hydrology!$D$1,FALSE)","v":0.25514527999999997},{"$f":"(H10*'Farm data entry'!$D$25)","v":0.17860169599999998},{"$f":"kc(C10,Kc!$E$9:$H$9,Kc!$I$9:$K$9)","v":0},0,{"$f":"K10*10*'Farm data entry'!$E$22","v":0},{"$f":"(L10*'Farm data entry'!$D$14)","v":0},0,0,0,1000,0,0,0,2000,0,0,0,3000,0]
["1986-01-08",1986,8,{"$f":"VLOOKUP($A11,Rainfall!$D$3:$Q$10959,Hydrology!$D$1,FALSE)","v":3.7000000800000001},{"$f":"MAX((D11-'Farm data entry'!$D$24)*'Farm data entry'!$D$23,0)*10*'Farm data entry'!$D$10","v":32.300001520000002},{"$f":"AND(C11>='Farm data entry'!$E$15,Hydrology!C11<='Farm data entry'!$E$16)","v":false},0,{"$f":"VLOOKUP($A11,ETo!$A$3:$N$10959,Hydrology!$D$1,FALSE)","v":0},{"$f":"(H11*'Farm data entry'!$D$25)","v":0},{"$f":"kc(C11,Kc!$E$9:$H$9,Kc!$I$9:$K$9)","v":0},0,{"$f":"K11*10*'Farm data entry'!$E$22","v":0},{"$f":"(L11*'Farm data entry'!$D$14)","v":0},0,0,0,1000,0,0,0,2000,0,0,0,3000,0]
["1986-01-09",1986,9,{"$f":"VLOOKUP($A12,Rainfall!$D$3:$Q$10959,Hydrology!$D$1,FALSE)","v":2.7},{"$f":"MAX((D12-'Farm data entry'!$D$24)*'Farm data entry'!$D$23,0)*10*'Farm data entry'!$D$10","v":13.300000000000002},{"$f":"AND(C12>='Farm data entry'!$E$15,Hydrology!C12<='Farm data entry'!$E$16)","v":false},0,{"$f":"VLOOKUP($A12,ETo!$A$3:$N$10959,Hydrology!$D$1,FALSE)","v":0.22825438000000001},{"$f":"(H12*'Farm data entry'!$D$25)","v":0.159778066},{"$f":"kc(C12,Kc!$E$9:$H$9,Kc!$I$9:$K$9)","v":0},0,{"$f":"K12*10*'Farm data entry'!$E$22","v":0},{"$f":"(L12*'Farm data entry'!$D$14)","v":0},0,0,0,1000,0,0,0,2000,0,0,0,3000,0]
["1986-01-10",1986,10,{"$f":"VLOOKUP($A13,Rainfall!$D$3:$Q$10959,Hydrology!$D$1,FALSE)","v":2.9000000160000003},{"$f":"MAX((D13-'Farm data entry'!$D$24)*'Farm data entry'!$D$23,0)*10*'Farm data entry'!$D$10","v":17.100000304000005},{"$f":"AND(C13>='Farm data entry'!$E$15,Hydrology!C13<='Farm data entry'!$E$16)","v":false},0,{"$f":"VLOOKUP($A13,ETo!$A$3:$N$10959,Hydrology!$D$1,FALSE)","v":0},{"$f":"(H13*'Farm data entry'!$D$25)","v":0},{"$f":"kc(C13,Kc!$E$9:$H$9,Kc!$I$9:$K$9)","v":0},0,{"$f":"K13*10*'Farm data entry'!$E$22","v":0},{"$f":"(L13*'Farm data entry'!$D$14)","v":0},0,0,0,1000,0,0,0,2000,0,0,0,3000,0]
["1986-01-11",1986,11,{"$f":"VLOOKUP($A14,Rainfall!$D$3:$Q$10959,Hydrology!$D$1,FALSE)","v":1.1000000448},{"$f":"MAX((D14-'Farm data entry'!$D$24)*'Farm data entry'!$D$23,0)*10*'Farm data entry'!$D$10","v":0},{"$f":"AND(C14>='Farm data entry'!$E$15,Hydrology!C14<='Farm data entry'!$E$16)","v":false},0,{"$f":"VLOOKUP($A14,ETo!$A$3:$N$10959,Hydrology!$D$1,FALSE)","v":0.59392109999999998},{"$f":"(H14*'Farm data entry'!$D$25)","v":0.41574476999999999},{"$f":"kc(C14,Kc!$E$9:$H$9,Kc!$I$9:$K$9)","v":0},0,{"$f":"K14*10*'Farm data entry'!$E$22","v":0},{"$f":"(L14*'Farm data entry'!$D$14)","v":0},0,0,0,1000,0,0,0,2000,0,0,0,3000,0]
["1986-01-12",1986,12,{"$f":"VLOOKUP($A15,Rainfall!$D$3:$Q$10959,Hydrology!$D$1,FALSE)","v":0},{"$f":"MAX((D15-'Farm data entry'!$D$24)*'Farm data entry'!$D$23,0)*10*'Farm data entry'!$D$10","v":0},{"$f":"AND(C15>='Farm data entry'!$E$15,Hydrology!C15<='Farm data entry'!$E$16)","v":false},0,{"$f":"VLOOKUP($A15,ETo!$A$3:$N$10959,Hydrology!$D$1,FALSE)","v":1.0737927},{"$f":"(H15*'Farm data entry'!$D$25)","v":0.75165488999999996},{"$f":"kc(C15,Kc!$E$9:$H$9,Kc!$I$9:$K$9)","v":0},0,{"$f":"K15*10*'Farm data entry'!$E$22","v":0},{"$f":"(L15*'Farm data entry'!$D$14)","v":0},0,0,0,1000,0,0,0,2000,0,0,0,3000,0]
["1986-01-13",1986,13,{"$f":"VLOOKUP($A16,Rainfall!$D$3:$Q$10959,Hydrology!$D$1,FALSE)","v":0.39999998880000004},{"$f":"MAX((D16-'Farm data entry'!$D$24)*'Farm data entry'!$D$23,0)*10*'Farm data entry'!$D$10","v":0},{"$f":"AND(C16>='Farm data entry'!$E$15,Hydrology!C16<='Farm data entry'!$E$16)","v":false},0,{"$f":"VLOOKUP($A16,ETo!$A$3:$N$10959,Hydrology!$D$1,FALSE)","v":0.15374373},{"$f":"(H16*'Farm data entry'!$D$25)","v":0.10762061099999999},{"$f":"kc(C16,Kc!$E$9:$H$9,Kc!$I$9:$K$9)","v":0},0,{"$f":"K16*10*'Farm data entry'!$E$22","v":0},{"$f":"(L16*'Farm data entry'!$D$14)","v":0},0,0,0,1000,0,0,0,2000,0,0,0,3000,0]
["1986-01-14",1986,14,{"$f":"VLOOKUP($A17,Rainfall!$D$3:$Q$10959,Hydrology!$D$1,FALSE)","v":0.60000000480000004},{"$f":"MAX((D17-'Farm data entry'!$D$24)*'Farm data entry'!$D$23,0)*10*'Farm data entry'!$D$10","v":0},{"$f":"AND(C17>='Farm data entry'!$E$15,Hydrology!C17<='Farm data entry'!$E$16)","v":false},0,{"$f":"VLOOKUP($A17,ETo!$A$3:$N$10959,Hydrology!$D$1,FALSE)","v":1.3277205000000001},{"$f":"(H17*'Farm data entry'!$D$25)","v":0.92940434999999999},{"$f":"kc(C17,Kc!$E$9:$H$9,Kc!$I$9:$K$9)","v":0},0,{"$f":"K17*10*'Farm data entry'!$E$22","v":0},{"$f":"(L17*'Farm data entry'!$D$14)","v":0},0,0,0,1000,0,0,0,2000,0,0,0,3000,0]
["1986-01-15",1986,15,{"$f":"VLOOKUP($A18,Rainfall!$D$3:$Q$10959,Hydrology!$D$1,FALSE)","v":1.3999999392},{"$f":"MAX((D18-'Farm data entry'!$D$24)*'Farm data entry'!$D$23,0)*10*'Farm data entry'!$D$10","v":0},{"$f":"AND(C18>='Farm data entry'!$E$15,Hydrology!C18<='Farm data entry'!$E$16)","v":false},0,{"$f":"VLOOKUP($A18,ETo!$A$3:$N$10959,Hydrology!$D$1,FALSE)","v":0.89156259999999998},{"$f":"(H18*'Farm data entry'!$D$25)","v":0.62409381999999991},{"$f":"kc(C18,Kc!$E$9:$H$9,Kc!$I$9:$K$9)","v":0},0,{"$f":"K18*10*'Farm data entry'!$E$22","v":0},{"$f":"(L18*'Farm data entry'!$D$14)","v":0},0,0,0,1000,0,0,0,2000,0,0,0,3000,0]
["1986-01-16",1986,16,{"$f":"VLOOKUP($A19,Rainfall!$D$3:$Q$10959,Hydrology!$D$1,FALSE)","v":0.19999999872000002},{"$f":"MAX((D19-'Farm data entry'!$D$24)*'Farm data entry'!$D$23,0)*10*'Farm data entry'!$D$10","v":0},{"$f":"AND(C19>='Farm data entry'!$E$15,Hydrology!C19<='Farm data entry'!$E$16)","v":false},0,{"$f":"VLOOKUP($A19,ETo!$A$3:$N$10959,Hydrology!$D$1,FALSE)","v":0.35880659999999998},{"$f":"(H19*'Farm data entry'!$D$25)","v":0.25116461999999995},{"$f":"kc(C19,Kc!$E$9:$H$9,Kc!$I$9:$K$9)","v":0},0,{"$f":"K19*10*'Farm data entry'!$E$22","v":0},{"$f":"(L19*'Farm data entry'!$D$14)","v":0},0,0,0,1000,0,0,0,2000,0,0,0,3000,0]
["1986-01-17",1986,17,{"$f":"VLOOKUP($A20,Rainfall!$D$3:$Q$10959,Hydrology!$D$1,FALSE)","v":1.3999999392},{"$f":"MAX((D20-'Farm data entry'!$D$24)*'Farm data entry'!$D$23,0)*10*'Farm data entry'!$D$10","v":0},{"$f":"AND(C20>='Farm data entry'!$E$15,Hydrology!C20<='Farm data entry'!$E$16)","v":false},0,{"$f":"VLOOKUP($A20,ETo!$A$3:$N$10959,Hydrology!$D$1,FALSE)","v":0.20650925000000001},{"$f":"(H20*'Farm data entry'!$D$25)","v":0.14455647499999999},{"$f":"kc(C20,Kc!$E$9:$H$9,Kc!$I$9:$K$9)","v":0},0,{"$f":"K20*10*'Farm data entry'!$E$22","v":0},{"$f":"(L20*'Farm data entry'!$D$14)","v":0},0,0,0,1000,0,0,0,2000,0,0,0,3000,0]
["1986-01-18",1986,18,{"$f":"VLOOKUP($A21,Rainfall!$D$3:$Q$10959,Hydrology!$D$1,FALSE)","v":0.70000001280000002},{"$f":"MAX((D21-'Farm data entry'!$D$24)*'Farm data entry'!$D$23,0)*10*'Farm data entry'!$D$10","v":0},{"$f":"AND(C21>='Farm data entry'!$E$15,Hydrology!C21<='Farm data entry'!$E$16)","v":false},0,{"$f":"VLOOKUP($A21,ETo!$A$3:$N$10959,Hydrology!$D$1,FALSE)","v":0},{"$f":"(H21*'Farm data entry'!$D$25)","v":0},{"$f":"kc(C21,Kc!$E$9:$H$9,Kc!$I$9:$K$9)","v":0},0,{"$f":"K21*10*'Farm data entry'!$E$22","v":0},{"$f":"(L21*'Farm data entry'!$D$14)","v":0},0,0,0,1000,0,0,0,2000,0,0,0,3000,0]
["1986-01-19",1986,19,{"$f":"VLOOKUP($A22,Rainfall!$D$3:$Q$10959,Hydrology!$D$1,FALSE)","v":1.3999999392},{"$f":"MAX((D22-'Farm data entry'!$D$24)*'Farm data entry'!$D$23,0)*10*'Farm data entry'!$D$10","v":0},{"$f":"AND(C22>='Farm data entry'!$E$15,Hydrology!C22<='Farm data entry'!$E$16)","v":false},0,{"$f":"VLOOKUP($A22,ETo!$A$3:$N$10959,Hydrology!$D$1,FALSE)","v":0.37468249999999997},{"$f":"(H22*'Farm data entry'!$D$25)","v":0.26227774999999998},{"$f":"kc(C22,Kc!$E$9:$H$9,Kc!$I$9:$K$9)","v":0},0,{"$f":"K22*10*'Farm data entry'!$E$22","v":0},{"$f":"(L22*'Farm data entry'!$D$14)","v":0},0,0,0,1000,0,0,0,2000,0,0,0,3000,0]
["1986-01-20",1986,20,{"$f":"VLOOKUP($A23,Rainfall!$D$3:$Q$10959,Hydrology!$D$1,FALSE)","v":2.7},{"$f":"MAX((D23-'Farm data entry'!$D$24)*'Farm data entry'!$D$23,0)*10*'Farm data entry'!$D$10","v":13.300000000000002},{"$f":"AND(C23>='Farm data entry'!$E$15,Hydrology!C23<='Farm data entry'!$E$16)","v":false},0,{"$f":"VLOOKUP($A23,ETo!$A$3:$N$10959,Hydrology!$D$1,FALSE)","v":0.77455339999999995},{"$f":"(H23*'Farm data entry'!$D$25)","v":0.54218737999999989},{"$f":"kc(C23,Kc!$E$9:$H$9,Kc!$I$9:$K$9)","v":0},0,{"$f":"K23*10*'Farm data entry'!$E$22","v":0},{"$f":"(L23*'Farm data entry'!$D$14)","v":0},0,0,0,1000,0,0,0,2000,0,0,0,3000,0]
["1986-01-21",1986,21,{"$f":"VLOOKUP($A24,Rainfall!$D$3:$Q$10959,Hydrology!$D$1,FALSE)","v":0.70000001280000002},{"$f":"MAX((D24-'Farm data entry'!$D$24)*'Farm data entry'!$D$23,0)*10*'Farm data entry'!$D$10","v":0},{"$f":"AND(C24>='Farm data entry'!$E$15,Hydrology!C24<='Farm data entry'!$E$16)","v":false},0,{"$f":"VLOOKUP($A24,ETo!$A$3:$N$10959,Hydrology!$D$1,FALSE)","v":0},{"$f":"(H24*'Farm data entry'!$D$25)","v":0},{"$f":"kc(C24,Kc!$E$9:$H$9,Kc!$I$9:$K$9)","v":0},0,{"$f":"K24*10*'Farm data entry'!$E$22","v":0},{"$f":"(L24*'Farm data entry'!$D$14)","v":0},0,0,0,1000,0,0,0,2000,0,0,0,3000,0]
["1986-01-22",1986,22,{"$f":"VLOOKUP($A25,Rainfall!$D$3:$Q$10959,Hydrology!$D$1,FALSE)","v":4.999999968},{"$f":"MAX((D25-'Farm data entry'!$D$24)*'Farm data entry'!$D$23,0)*10*'Farm data entry'!$D$10","v":56.999999391999992},{"$f":"AND(C25>='Farm data entry'!$E$15,Hydrology!C25<='Farm data entry'!$E$16)","v":false},0,{"$f":"VLOOKUP($A25,ETo!$A$3:$N$10959,Hydrology!$D$1,FALSE)","v":0.52384730000000002},{"$f":"(H25*'Farm data entry'!$D$25)","v":0.36669310999999999},{"$f":"kc(C25,Kc!$E$9:$H$9,Kc!$I$9:$K$9)","v":0},0,{"$f":"K25*10*'Farm data entry'!$E$22","v":0},{"$f":"(L25*'Farm data entry'!$D$14)","v":0},0,0,0,1000,0,0,0,2000,0,0,0,3000,0]
["1986-01-23",1986,23,{"$f":"VLOOKUP($A26,Rainfall!$D$3:$Q$10959,Hydrology!$D$1,FALSE)","v":0.79999997760000008},{"$f":"MAX((D26-'Farm data entry'!$D$24)*'Farm data entry'!$D$23,0)*10*'Farm data entry'!$D$10","v":0},{"$f":"AND(C26>='Farm data entry'!$E$15,Hydrology!C26<='Farm data entry'!$E$16)","v":false},0,{"$f":"VLOOKUP($A26,ETo!$A$3:$N$10959,Hydrology!$D$1,FALSE)","v":0.57108294999999998},{"$f":"(H26*'Farm data entry'!$D$25)","v":0.39975806499999994},{"$f":"kc(C26,Kc!$E$9:$H$9,Kc!$I$9:$K$9)","v":0},0,{"$f":"K26*10*'Farm data entry'!$E$22","v":0},{"$f":"(L26*'Farm data entry'!$D$14)","v":0},0,0,0,1000,0,0,0,2000,0,0,0,3000,0]
["1986-01-24",1986,24,{"$f":"VLOOKUP($A27,Rainfall!$D$3:$Q$10959,Hydrology!$D$1,FALSE)","v":0},{"$f":"MAX((D27-'Farm data entry'!$D$24)*'Farm data entry'!$D$23,0)*10*'Farm data entry'!$D$10","v":0},{"$f":"AND(C27>='Farm data entry'!$E$15,Hydrology!C27<='Farm data entry'!$E$16)","v":false},0,{"$f":"VLOOKUP($A27,ETo!$A$3:$N$10959,Hydrology!$D$1,FALSE)","v":1.2490399000000001},{"$f":"(H27*'Farm data entry'!$D$25)","v":0.87432792999999998},{"$f":"kc(C27,Kc!$E$9:$H$9,Kc!$I$9:$K$9)","v":0},0,{"$f":"K27*10*'Farm data entry'!$E$22","v":0},{"$f":"(L27*'Farm data entry'!$D$14)","v":0},0,0,0,1000,0,0,0,2000,0,0,0,3000,0]
["1986-01-25",1986,25,{"$f":"VLOOKUP($A28,Rainfall!$D$3:$Q$10959,Hydrology!$D$1,FALSE)","v":0},{"$f":"MAX((D28-'Farm data entry'!$D$24)*'Farm data entry'!$D$23,0)*10*'Farm data entry'!$D$10","v":0},{"$f":"AND(C28>='Farm data entry'!$E$15,Hydrology!C28<='Farm data entry'!$E$16)","v":false},0,{"$f":"VLOOKUP($A28,ETo!$A$3:$N$10959,Hydrology!$D$1,FALSE)","v":0.5445506},{"$f":"(H28*'Farm data entry'!$D$25)","v":0.38118542},{"$f":"kc(C28,Kc!$E$9:$H$9,Kc!$I$9:$K$9)","v":0},0,{"$f":"K28*10*'Farm data entry'!$E$22","v":0},{"$f":"(L28*'Farm data entry'!$D$14)","v":0},0,0,0,1000,0,0,0,2000,0,0,0,3000,0]
["1986-01-26",1986,26,{"$f":"VLOOKUP($A29,Rainfall!$D$3:$Q$10959,Hydrology!$D$1,FALSE)","v":0},{"$f":"MAX((D29-'Farm data entry'!$D$24)*'Farm data entry'!$D$23,0)*10*'Farm data entry'!$D$10","v":0},{"$f":"AND(C29>='Farm data entry'!$E$15,Hydrology!C29<='Farm data entry'!$E$16)","v":false},0,{"$f":"VLOOKUP($A29,ETo!$A$3:$N$10959,Hydrology!$D$1,FALSE)","v":0},{"$f":"(H29*'Farm data entry'!$D$25)","v":0},{"$f":"kc(C29,Kc!$E$9:$H$9,Kc!$I$9:$K$9)","v":0},0,{"$f":"K29*10*'Farm data entry'!$E$22","v":0},{"$f":"(L29*'Farm data entry'!$D$14)","v":0},0,0,0,1000,0,0,0,2000,0,0,0,3000,0]
["1986-01-27",1986,27,{"$f":"VLOOKUP($A30,Rainfall!$D$3:$Q$10959,Hydrology!$D$1,FALSE)","v":8.3999998080000005},{"$f":"MAX((D30-'Farm data entry'!$D$24)*'Farm data entry'!$D$23,0)*10*'Farm data entry'!$D$10","v":121.59999635200001},{"$f":"AND(C30>='Farm data entry'!$E$15,Hydrology!C30<='Farm data entry'!$E$16)","v":false},0,{"$f":"VLOOKUP($A30,ETo!$A$3:$N$10959,Hydrology!$D$1,FALSE)","v":0},{"$f":"(H30*'Farm data entry'!$D$25)","v":0},{"$f":"kc(C30,Kc!$E$9:$H$9,Kc!$I$9:$K$9)","v":0},0,{"$f":"K30*10*'Farm data entry'!$E$22","v":0},{"$f":"(L30*'Farm data entry'!$D$14)","v":0},0,0,0,1000,0,0,0,2000,0,0,0,3000,0]
["1986-01-28",1986,28,{"$f":"VLOOKUP($A31,Rainfall!$D$3:$Q$10959,Hydrology!$D$1,FALSE)","v":10.399999967999999},{"$f":"MAX((D31-'Farm data entry'!$D$24)*'Farm data entry'!$D$23,0)*10*'Farm data entry'!$D$10","v":159.59999939199997},{"$f":"AND(C31>='Farm data entry'!$E$15,Hydrology!C31<='Farm data entry'!$E$16)","v":false},0,{"$f":"VLOOKUP($A31,ETo!$A$3:$N$10959,Hydrology!$D$1,FALSE)","v":0.56864300000000001},{"$f":"(H31*'Farm data entry'!$D$25)","v":0.39805009999999996},{"$f":"kc(C31,Kc!$E$9:$H$9,Kc!$I$9:$K$9)","v":0},0,{"$f":"K31*10*'Farm data entry'!$E$22","v":0},{"$f":"(L31*'Farm data entry'!$D$14)","v":0},0,0,0,1000,0,0,0,2000,0,0,0,3000,0]
["1986-01-29",1986,29,{"$f":"VLOOKUP($A32,Rainfall!$D$3:$Q$10959,Hydrology!$D$1,FALSE)","v":9.7000001279999992},{"$f":"MAX((D32-'Farm data entry'!$D$24)*'Farm data entry'!$D$23,0)*10*'Farm data entry'!$D$10","v":146.30000243199999},{"$f":"AND(C32>='Farm data entry'!$E$15,Hydrology!C32<='Farm data entry'!$E$16)","v":false},0,{"$f":"VLOOKUP($A32,ETo!$A$3:$N$10959,Hydrology!$D$1,FALSE)","v":5.4394957000000001E-2},{"$f":"(H32*'Farm data entry'!$D$25)","v":3.80764699E-2},{"$f":"kc(C32,Kc!$E$9:$H$9,Kc!$I$9:$K$9)","v":0},0,{"$f":"K32*10*'Farm data entry'!$E$22","v":0},{"$f":"(L32*'Farm data entry'!$D$14)","v":0},0,0,0,1000,0,0,0,2000,0,0,0,3000,0]
["1986-01-30",1986,30,{"$f":"VLOOKUP($A33,Rainfall!$D$3:$Q$10959,Hydrology!$D$1,FALSE)","v":9.9999999360000008E-2},{"$f":"MAX((D33-'Farm data entry'!$D$24)*'Farm data entry'!$D$23,0)*10*'Farm data entry'!$D$10","v":0},{"$f":"AND(C33>='Farm data entry'!$E$15,Hydrology!C33<='Farm data entry'!$E$16)","v":false},0,{"$f":"VLOOKUP($A33,ETo!$A$3:$N$10959,Hydrology!$D$1,FALSE)","v":5.6634660000000003E-2},{"$f":"(H33*'Farm data entry'!$D$25)","v":3.9644262E-2},{"$f":"kc(C33,Kc!$E$9:$H$9,Kc!$I$9:$K$9)","v":0},0,{"$f":"K33*10*'Farm data entry'!$E$22","v":0},{"$f":"(L33*'Farm data entry'!$D$14)","v":0},0,0,0,1000,0,0,0,2000,0,0,0,3000,0]
["1986-01-31",1986,31,{"$f":"VLOOKUP($A34,Rainfall!$D$3:$Q$10959,Hydrology!$D$1,FALSE)","v":1.3999999392},{"$f":"MAX((D34-'Farm data entry'!$D$24)*'Farm data entry'!$D$23,0)*10*'Farm data entry'!$D$10","v":0},{"$f":"AND(C34>='Farm data entry'!$E$15,Hydrology!C34<='Farm data entry'!$E$16)","v":false},0,{"$f":"VLOOKUP($A34,ETo!$A$3:$N$10959,Hydrology!$D$1,FALSE)","v":0.74712440000000002},{"$f":"(H34*'Farm data entry'!$D$25)","v":0.52298707999999994},{"$f":"kc(C34,Kc!$E$9:$H$9,Kc!$I$9:$K$9)","v":0},0,{"$f":"K34*10*'Farm data entry'!$E$22","v":0},{"$f":"(L34*'Farm data entry'!$D$14)","v":0},0,0,0,1000,0,0,0,2000,0,0,0,3000,0]
["1986-02-01",1986,32,{"$f":"VLOOKUP($A35,Rainfall!$D$3:$Q$10959,Hydrology!$D$1,FALSE)","v":5.4},{"$f":"MAX((D35-'Farm data entry'!$D$24)*'Farm data entry'!$D$23,0)*10*'Farm data entry'!$D$10","v":64.599999999999994},{"$f":"AND(C35>='Farm data entry'!$E$15,Hydrology!C35<='Farm data entry'!$E$16)","v":false},0,{"$f":"VLOOKUP($A35,ETo!$A$3:$N$10959,Hydrology!$D$1,FALSE)","v":0.27695712},{"$f":"(H35*'Farm data entry'!$D$25)","v":0.193869984},{"$f":"kc(C35,Kc!$E$9:$H$9,Kc!$I$9:$K$9)","v":0},0,{"$f":"K35*10*'Farm data entry'!$E$22","v":0},{"$f":"(L35*'Farm data entry'!$D$14)","v":0},0,0,0,1000,0,0,0,2000,0,0,0,3000,0]
["1986-02-02",1986,33,{"$f":"VLOOKUP($A36,Rainfall!$D$3:$Q$10959,Hydrology!$D$1,FALSE)","v":2.9000000160000003},{"$f":"MAX((D36-'Farm data entry'!$D$24)*'Farm data entry'!$D$23,0)*10*'Farm data entry'!$D$10","v":17.100000304000005},{"$f":"AND(C36>='Farm data entry'!$E$15,Hydrology!C36<='Farm data entry'!$E$16)","v":false},0,{"$f":"VLOOKUP($A36,ETo!$A$3:$N$10959,Hydrology!$D$1,FALSE)","v":0.27788863000000003},{"$f":"(H36*'Farm data entry'!$D$25)","v":0.19452204100000001},{"$f":"kc(C36,Kc!$E$9:$H$9,Kc!$I$9:$K$9)","v":0},0,{"$f":"K36*10*'Farm data entry'!$E$22","v":0},{"$f":"(L36*'Farm data entry'!$D$14)","v":0},0,0,0,1000,0,0,0,2000,0,0,0,3000,0]
["1986-02-03",1986,34,{"$f":"VLOOKUP($A37,Rainfall!$D$3:$Q$10959,Hydrology!$D$1,FALSE)","v":0},{"$f":"MAX((D37-'Farm data entry'!$D$24)*'Farm data entry'!$D$23,0)*10*'Farm data entry'!$D$10","v":0},{"$f":"AND(C37>='Farm data entry'!$E$15,Hydrology!C37<='Farm data entry'!$E$16)","v":false},0,{"$f":"VLOOKUP($A37,ETo!$A$3:$N$10959,Hydrology!$D$1,FALSE)","v":0.122806236},{"$f":"(H37*'Farm data entry'!$D$25)","v":8.596436519999999E-2},{"$f":"kc(C37,Kc!$E$9:$H$9,Kc!$I$9:$K$9)","v":0},0,{"$f":"K37*10*'Farm data entry'!$E$22","v":0},{"$f":"(L37*'Farm data entry'!$D$14)","v":0},0,0,0,1000,0,0,0,2000,0,0,0,3000,0]
["1986-02-04",1986,35,{"$f":"VLOOKUP($A38,Rainfall!$D$3:$Q$10959,Hydrology!$D$1,FALSE)","v":0},{"$f":"MAX((D38-'Farm data entry'!$D$24)*'Farm data entry'!$D$23,0)*10*'Farm data entry'!$D$10","v":0},{"$f":"AND(C38>='Farm data entry'!$E$15,Hydrology!C38<='Farm data entry'!$E$16)","v":false},0,{"$f":"VLOOKUP($A38,ETo!$A$3:$N$10959,Hydrology!$D$1,FALSE)","v":0.17312554999999999},{"$f":"(H38*'Farm data entry'!$D$25)","v":0.12118788499999998},{"$f":"kc(C38,Kc!$E$9:$H$9,Kc!$I$9:$K$9)","v":0},0,{"$f":"K38*10*'Farm data entry'!$E$22","v":0},{"$f":"(L38*'Farm data entry'!$D$14)","v":0},0,0,0,1000,0,0,0,2000,0,0,0,3000,0]
["1986-02-05",1986,36,{"$f":"VLOOKUP($A39,Rainfall!$D$3:$Q$10959,Hydrology!$D$1,FALSE)","v":1.3000000176000002},{"$f":"MAX((D39-'Farm data entry'!$D$24)*'Farm data entry'!$D$23,0)*10*'Farm data entry'!$D$10","v":0},{"$f":"AND(C39>='Farm data entry'!$E$15,Hydrology!C39<='Farm data entry'!$E$16)","v":false},0,{"$f":"VLOOKUP($A39,ETo!$A$3:$N$10959,Hydrology!$D$1,FALSE)","v":0.35103585999999998},{"$f":"(H39*'Farm data entry'!$D$25)","v":0.24572510199999997},{"$f":"kc(C39,Kc!$E$9:$H$9,Kc!$I$9:$K$9)","v":0},0,{"$f":"K39*10*'Farm data entry'!$E$22","v":0},{"$f":"(L39*'Farm data entry'!$D$14)","v":0},0,0,0,1000,0,0,0,2000,0,0,0,3000,0]
["1986-02-06",1986,37,{"$f":"VLOOKUP($A40,Rainfall!$D$3:$Q$10959,Hydrology!$D$1,FALSE)","v":1.2000000096000001},{"$f":"MAX((D40-'Farm data entry'!$D$24)*'Farm data entry'!$D$23,0)*10*'Farm data entry'!$D$10","v":0},{"$f":"AND(C40>='Farm data entry'!$E$15,Hydrology!C40<='Farm data entry'!$E$16)","v":false},0,{"$f":"VLOOKUP($A40,ETo!$A$3:$N$10959,Hydrology!$D$1,FALSE)","v":0.22030406},{"$f":"(H40*'Farm data entry'!$D$25)","v":0.15421284199999999},{"$f":"kc(C40,Kc!$E$9:$H$9,Kc!$I$9:$K$9)","v":0},0,{"$f":"K40*10*'Farm data entry'!$E$22","v":0},{"$f":"(L40*'Farm data entry'!$D$14)","v":0},0,0,0,1000,0,0,0,2000,0,0,0,3000,0]
["1986-02-07",1986,38,{"$f":"VLOOKUP($A41,Rainfall!$D$3:$Q$10959,Hydrology!$D$1,FALSE)","v":0},{"$f":"MAX((D41-'Farm data entry'!$D$24)*'Farm data entry'!$D$23,0)*10*'Farm data entry'!$D$10","v":0},{"$f":"AND(C41>='Farm data entry'!$E$15,Hydrology!C41<='Farm data entry'!$E$16)","v":false},0,{"$f":"VLOOKUP($A41,ETo!$A$3:$N$10959,Hydrology!$D$1,FALSE)","v":0.35236529999999999},{"$f":"(H41*'Farm data entry'!$D$25)","v":0.24665570999999997},{"$f":"kc(C41,Kc!$E$9:$H$9,Kc!$I$9:$K$9)","v":0},0,{"$f":"K41*10*'Farm data entry'!$E$22","v":0},{"$f":"(L41*'Farm data entry'!$D$14)","v":0},0,0,0,1000,0,0,0,2000,0,0,0,3000,0]
["1986-02-08",1986,39,{"$f":"VLOOKUP($A42,Rainfall!$D$3:$Q$10959,Hydrology!$D$1,FALSE)","v":0},{"$f":"MAX((D42-'Farm data entry'!$D$24)*'Farm data entry'!$D$23,0)*10*'Farm data entry'!$D$10","v":0},{"$f":"AND(C42>='Farm data entry'!$E$15,Hydrology!C42<='Farm data entry'!$E$16)","v":false},0,{"$f":"VLOOKUP($A42,ETo!$A$3:$N$10959,Hydrology!$D$1,FALSE)","v":0.28992897000000001},{"$f":"(H42*'Farm data entry'!$D$25)","v":0.20295027899999998},{"$f":"kc(C42,Kc!$E$9:$H$9,Kc!$I$9:$K$9)","v":0},0,{"$f":"K42*10*'Farm data entry'!$E$22","v":0},{"$f":"(L42*'Farm data entry'!$D$14)","v":0},0,0,0,1000,0,0,0,2000,0,0,0,3000,0]
["1986-02-09",1986,40,{"$f":"VLOOKUP($A43,Rainfall!$D$3:$Q$10959,Hydrology!$D$1,FALSE)","v":0},{"$f":"MAX((D43-'Farm data entry'!$D$24)*'Farm data entry'!$D$23,0)*10*'Farm data entry'!$D$10","v":0},{"$f":"AND(C43>='Farm data entry'!$E$15,Hydrology!C43<='Farm data entry'!$E$16)","v":false},0,{"$f":"VLOOKUP($A43,ETo!$A$3:$N$10959,Hydrology!$D$1,FALSE)","v":0},{"$f":"(H43*'Farm data entry'!$D$25)","v":0},{"$f":"kc(C43,Kc!$E$9:$H$9,Kc!$I$9:$K$9)","v":0},0,{"$f":"K43*10*'Farm data entry'!$E$22","v":0},{"$f":"(L43*'Farm data entry'!$D$14)","v":0},0,0,0,1000,0,0,0,2000,0,0,0,3000,0]
["1986-02-10",1986,41,{"$f":"VLOOKUP($A44,Rainfall!$D$3:$Q$10959,Hydrology!$D$1,FALSE)","v":0},{"$f":"MAX((D44-'Farm data entry'!$D$24)*'Farm data entry'!$D$23,0)*10*'Farm data entry'!$D$10","v":0},{"$f":"AND(C44>='Farm data entry'!$E$15,Hydrology!C44<='Farm data entry'!$E$16)","v":false},0,{"$f":"VLOOKUP($A44,ETo!$A$3:$N$10959,Hydrology!$D$1,FALSE)","v":0.17984267000000001},{"$f":"(H44*'Farm data entry'!$D$25)","v":0.12588986899999999},{"$f":"kc(C44,Kc!$E$9:$H$9,Kc!$I$9:$K$9)","v":0},0,{"$f":"K44*10*'Farm data entry'!$E$22","v":0},{"$f":"(L44*'Farm data entry'!$D$14)","v":0},0,0,0,1000,0,0,0,2000,0,0,0,3000,0]
["1986-02-11",1986,42,{"$f":"VLOOKUP($A45,Rainfall!$D$3:$Q$10959,Hydrology!$D$1,FALSE)","v":0},{"$f":"MAX((D45-'Farm data entry'!$D$24)*'Farm data entry'!$D$23,0)*10*'Farm data entry'!$D$10","v":0},{"$f":"AND(C45>='Farm data entry'!$E$15,Hydrology!C45<='Farm data entry'!$E$16)","v":false},0,{"$f":"VLOOKUP($A45,ETo!$A$3:$N$10959,Hydrology!$D$1,FALSE)","v":0},{"$f":"(H45*'Farm data entry'!$D$25)","v":0},{"$f":"kc(C45,Kc!$E$9:$H$9,Kc!$I$9:$K$9)","v":0},0,{"$f":"K45*10*'Farm data entry'!$E$22","v":0},{"$f":"(L45*'Farm data entry'!$D$14)","v":0},0,0,0,1000,0,0,0,2000,0,0,0,3000,0]
["1986-02-12",1986,43,{"$f":"VLOOKUP($A46,Rainfall!$D$3:$Q$10959,Hydrology!$D$1,FALSE)","v":0},{"$f":"MAX((D46-'Farm data entry'!$D$24)*'Farm data entry'!$D$23,0)*10*'Farm data entry'!$D$10","v":0},{"$f":"AND(C46>='Farm data entry'!$E$15,Hydrology!C46<='Farm data entry'!$E$16)","v":false},0,{"$f":"VLOOKUP($A46,ETo!$A$3:$N$10959,Hydrology!$D$1,FALSE)","v":0.18967730999999999},{"$f":"(H46*'Farm data entry'!$D$25)","v":0.13277411699999997},{"$f":"kc(C46,Kc!$E$9:$H$9,Kc!$I$9:$K$9)","v":0},0,{"$f":"K46*10*'Farm data entry'!$E$22","v":0},{"$f":"(L46*'Farm data entry'!$D$14)","v":0},0,0,0,1000,0,0,0,2000,0,0,0,3000,0]
["1986-02-13",1986,44,{"$f":"VLOOKUP($A47,Rainfall!$D$3:$Q$10959,Hydrology!$D$1,FALSE)","v":0.99999999360000003},{"$f":"MAX((D47-'Farm data entry'!$D$24)*'Farm data entry'!$D$23,0)*10*'Farm data entry'!$D$10","v":0},{"$f":"AND(C47>='Farm data entry'!$E$15,Hydrology!C47<='Farm data entry'!$E$16)","v":false},0,{"$f":"VLOOKUP($A47,ETo!$A$3:$N$10959,Hydrology!$D$1,FALSE)","v":0.75262459999999998},{"$f":"(H47*'Farm data entry'!$D$25)","v":0.52683721999999999},{"$f":"kc(C47,Kc!$E$9:$H$9,Kc!$I$9:$K$9)","v":0},0,{"$f":"K47*10*'Farm data entry'!$E$22","v":0},{"$f":"(L47*'Farm data entry'!$D$14)","v":0},0,0,0,1000,0,0,0,2000,0,0,0,3000,0]
["1986-02-14",1986,45,{"$f":"VLOOKUP($A48,Rainfall!$D$3:$Q$10959,Hydrology!$D$1,FALSE)","v":0},{"$f":"MAX((D48-'Farm data entry'!$D$24)*'Farm data entry'!$D$23,0)*10*'Farm data entry'!$D$10","v":0},{"$f":"AND(C48>='Farm data entry'!$E$15,Hydrology!C48<='Farm data entry'!$E$16)","v":false},0,{"$f":"VLOOKUP($A48,ETo!$A$3:$N$10959,Hydrology!$D$1,FALSE)","v":0.47533560000000002},{"$f":"(H48*'Farm data entry'!$D$25)","v":0.33273491999999999},{"$f":"kc(C48,Kc!$E$9:$H$9,Kc!$I$9:$K$9)","v":0},0,{"$f":"K48*10*'Farm data entry'!$E$22","v":0},{"$f":"(L48*'Farm data entry'!$D$14)","v":0},0,0,0,1000,0,0,0,2000,0,0,0,3000,0]
["1986-02-15",1986,46,{"$f":"VLOOKUP($A49,Rainfall!$D$3:$Q$10959,Hydrology!$D$1,FALSE)","v":0},{"$f":"MAX((D49-'Farm data entry'!$D$24)*'Farm data entry'!$D$23,0)*10*'Farm data entry'!$D$10","v":0},{"$f":"AND(C49>='Farm data entry'!$E$15,Hydrology!C49<='Farm data entry'!$E$16)","v":false},0,{"$f":"VLOOKUP($A49,ETo!$A$3:$N$10959,Hydrology!$D$1,FALSE)","v":0.39896910000000002},{"$f":"(H49*'Farm data entry'!$D$25)","v":0.27927837},{"$f":"kc(C49,Kc!$E$9:$H$9,Kc!$I$9:$K$9)","v":0},0,{"$f":"K49*10*'Farm data entry'!$E$22","v":0},{"$f":"(L49*'Farm data entry'!$D$14)","v":0},0,0,0,1000,0,0,0,2000,0,0,0,3000,0]
["1986-02-16",1986,47,{"$f":"VLOOKUP($A50,Rainfall!$D$3:$Q$10959,Hydrology!$D$1,FALSE)","v":0},{"$f":"MAX((D50-'Farm data entry'!$D$24)*'Farm data entry'!$D$23,0)*10*'Farm data entry'!$D$10","v":0},{"$f":"AND(C50>='Farm data entry'!$E$15,Hydrology!C50<='Farm data entry'!$E$16)","v":false},0,{"$f":"VLOOKUP($A50,ETo!$A$3:$N$10959,Hydrology!$D$1,FALSE)","v":0.47082754999999998},{"$f":"(H50*'Farm data entry'!$D$25)","v":0.32957928499999994},{"$f":"kc(C50,Kc!$E$9:$H$9,Kc!$I$9:$K$9)","v":0},0,{"$f":"K50*10*'Farm data entry'!$E$22","v":0},{"$f":"(L50*'Farm data entry'!$D$14)","v":0},0,0,0,1000,0,0,0,2000,0,0,0,3000,0]
["1986-02-17",1986,48,{"$f":"VLOOKUP($A51,Rainfall!$D$3:$Q$10959,Hydrology!$D$1,FALSE)","v":0},{"$f":"MAX((D51-'Farm data entry'!$D$24)*'Farm data entry'!$D$23,0)*10*'Farm data entry'!$D$10","v":0},{"$f":"AND(C51>='Farm data entry'!$E$15,Hydrology!C51<='Farm data entry'!$E$16)","v":false},0,{"$f":"VLOOKUP($A51,ETo!$A$3:$N$10959,Hydrology!$D$1,FALSE)","v":0.49828264},{"$f":"(H51*'Farm data entry'!$D$25)","v":0.34879784799999997},{"$f":"kc(C51,Kc!$E$9:$H$9,Kc!$I$9:$K$9)","v":0},0,{"$f":"K51*10*'Farm data entry'!$E$22","v":0},{"$f":"(L51*'Farm data entry'!$D$14)","v":0},0,0,0,1000,0,0,0,2000,0,0,0,3000,0]
["1986-02-18",1986,49,{"$f":"VLOOKUP($A52,Rainfall!$D$3:$Q$10959,Hydrology!$D$1,FALSE)","v":0},{"$f":"MAX((D52-'Farm data entry'!$D$24)*'Farm data entry'!$D$23,0)*10*'Farm data entry'!$D$10","v":0},{"$f":"AND(C52>='Farm data entry'!$E$15,Hydrology!C52<='Farm data entry'!$E$16)","v":false},0,{"$f":"VLOOKUP($A52,ETo!$A$3:$N$10959,Hydrology!$D$1,FALSE)","v":0.73429584999999997},{"$f":"(H52*'Farm data entry'!$D$25)","v":0.51400709499999997},{"$f":"kc(C52,Kc!$E$9:$H$9,Kc!$I$9:$K$9)","v":0},0,{"$f":"K52*10*'Farm data entry'!$E$22","v":0},{"$f":"(L52*'Farm data entry'!$D$14)","v":0},0,0,0,1000,0,0,0,2000,0,0,0,3000,0]
["1986-02-19",1986,50,{"$f":"VLOOKUP($A53,Rainfall!$D$3:$Q$10959,Hydrology!$D$1,FALSE)","v":0},{"$f":"MAX((D53-'Farm data entry'!$D$24)*'Farm data entry'!$D$23,0)*10*'Farm data entry'!$D$10","v":0},{"$f":"AND(C53>='Farm data entry'!$E$15,Hydrology!C53<='Farm data entry'!$E$16)","v":false},0,{"$f":"VLOOKUP($A53,ETo!$A$3:$N$10959,Hydrology!$D$1,FALSE)","v":0.41076094000000002},{"$f":"(H53*'Farm data entry'!$D$25)","v":0.287532658},{"$f":"kc(C53,Kc!$E$9:$H$9,Kc!$I$9:$K$9)","v":0},0,{"$f":"K53*10*'Farm data entry'!$E$22","v":0},{"$f":"(L53*'Farm data entry'!$D$14)","v":0},0,0,0,1000,0,0,0,2000,0,0,0,3000,0]
["1986-02-20",1986,51,{"$f":"VLOOKUP($A54,Rainfall!$D$3:$Q$10959,Hydrology!$D$1,FALSE)","v":9.9999999360000008E-2},{"$f":"MAX((D54-'Farm data entry'!$D$24)*'Farm data entry'!$D$23,0)*10*'Farm data entry'!$D$10","v":0},{"$f":"AND(C54>='Farm data entry'!$E$15,Hydrology!C54<='Farm data entry'!$E$16)","v":false},0,{"$f":"VLOOKUP($A54,ETo!$A$3:$N$10959,Hydrology!$D$1,FALSE)","v":0.28274779999999999},{"$f":"(H54*'Farm data entry'!$D$25)","v":0.19792346},{"$f":"kc(C54,Kc!$E$9:$H$9,Kc!$I$9:$K$9)","v":0},0,{"$f":"K54*10*'Farm data entry'!$E$22","v":0},{"$f":"(L54*'Farm data entry'!$D$14)","v":0},0,0,0,1000,0,0,0,2000,0,0,0,3000,0]
["1986-02-21",1986,52,{"$f":"VLOOKUP($A55,Rainfall!$D$3:$Q$10959,Hydrology!$D$1,FALSE)","v":0},{"$f":"MAX((D55-'Farm data entry'!$D$24)*'Farm data entry'!$D$23,0)*10*'Farm data entry'!$D$10","v":0},{"$f":"AND(C55>='Farm data entry'!$E$15,Hydrology!C55<='Farm data entry'!$E$16)","v":false},0,{"$f":"VLOOKUP($A55,ETo!$A$3:$N$10959,Hydrology!$D$1,FALSE)","v":0.23518528},{"$f":"(H55*'Farm data entry'!$D$25)","v":0.16462969599999999},{"$f":"kc(C55,Kc!$E$9:$H$9,Kc!$I$9:$K$9)","v":0},0,{"$f":"K55*10*'Farm data entry'!$E$22","v":0},{"$f":"(L55*'Farm data entry'!$D$14)","v":0},0,0,0,1000,0,0,0,2000,0,0,0,3000,0]
["1986-02-22",1986,53,{"$f":"VLOOKUP($A56,Rainfall!$D$3:$Q$10959,Hydrology!$D$1,FALSE)","v":0},{"$f":"MAX((D56-'Farm data entry'!$D$24)*'Farm data entry'!$D$23,0)*10*'Farm data entry'!$D$10","v":0},{"$f":"AND(C56>='Farm data entry'!$E$15,Hydrology!C56<='Farm data entry'!$E$16)","v":false},0,{"$f":"VLOOKUP($A56,ETo!$A$3:$N$10959,Hydrology!$D$1,FALSE)","v":0.18774252999999999},{"$f":"(H56*'Farm data entry'!$D$25)","v":0.13141977099999999},{"$f":"kc(C56,Kc!$E$9:$H$9,Kc!$I$9:$K$9)","v":0},0,{"$f":"K56*10*'Farm data entry'!$E$22","v":0},{"$f":"(L56*'Farm data entry'!$D$14)","v":0},0,0,0,1000,0,0,0,2000,0,0,0,3000,0]
["1986-02-23",1986,54,{"$f":"VLOOKUP($A57,Rainfall!$D$3:$Q$10959,Hydrology!$D$1,FALSE)","v":0.30000000671999999},{"$f":"MAX((D57-'Farm data entry'!$D$24)*'Farm data entry'!$D$23,0)*10*'Farm data entry'!$D$10","v":0},{"$f":"AND(C57>='Farm data entry'!$E$15,Hydrology!C57<='Farm data entry'!$E$16)","v":false},0,{"$f":"VLOOKUP($A57,ETo!$A$3:$N$10959,Hydrology!$D$1,FALSE)","v":0.33084785999999999},{"$f":"(H57*'Farm data entry'!$D$25)","v":0.23159350199999998},{"$f":"kc(C57,Kc!$E$9:$H$9,Kc!$I$9:$K$9)","v":0},0,{"$f":"K57*10*'Farm data entry'!$E$22","v":0},{"$f":"(L57*'Farm data entry'!$D$14)","v":0},0,0,0,1000,0,0,0,2000,0,0,0,3000,0]
["1986-02-24",1986,55,{"$f":"VLOOKUP($A58,Rainfall!$D$3:$Q$10959,Hydrology!$D$1,FALSE)","v":0},{"$f":"MAX((D58-'Farm data entry'!$D$24)*'Farm data entry'!$D$23,0)*10*'Farm data entry'!$D$10","v":0},{"$f":"AND(C58>='Farm data entry'!$E$15,Hydrology!C58<='Farm data entry'!$E$16)","v":false},0,{"$f":"VLOOKUP($A58,ETo!$A$3:$N$10959,Hydrology!$D$1,FALSE)","v":0.7335855},{"$f":"(H58*'Farm data entry'!$D$25)","v":0.51350984999999993},{"$f":"kc(C58,Kc!$E$9:$H$9,Kc!$I$9:$K$9)","v":0},0,{"$f":"K58*10*'Farm data entry'!$E$22","v":0},{"$f":"(L58*'Farm data entry'!$D$14)","v":0},0,0,0,1000,0,0,0,2000,0,0,0,3000,0]
["1986-02-25",1986,56,{"$f":"VLOOKUP($A59,Rainfall!$D$3:$Q$10959,Hydrology!$D$1,FALSE)","v":0},{"$f":"MAX((D59-'Farm data entry'!$D$24)*'Farm data entry'!$D$23,0)*10*'Farm data entry'!$D$10","v":0},{"$f":"AND(C59>='Farm data entry'!$E$15,Hydrology!C59<='Farm data entry'!$E$16)","v":false},0,{"$f":"VLOOKUP($A59,ETo!$A$3:$N$10959,Hydrology!$D$1,FALSE)","v":0.72657835000000004},{"$f":"(H59*'Farm data entry'!$D$25)","v":0.50860484500000003},{"$f":"kc(C59,Kc!$E$9:$H$9,Kc!$I$9:$K$9)","v":0},0,{"$f":"K59*10*'Farm data entry'!$E$22","v":0},{"$f":"(L59*'Farm data entry'!$D$14)","v":0},0,0,0,1000,0,0,0,2000,0,0,0,3000,0]
["1986-02-26",1986,57,{"$f":"VLOOKUP($A60,Rainfall!$D$3:$Q$10959,Hydrology!$D$1,FALSE)","v":0},{"$f":"MAX((D60-'Farm data entry'!$D$24)*'Farm data entry'!$D$23,0)*10*'Farm data entry'!$D$10","v":0},{"$f":"AND(C60>='Farm data entry'!$E$15,Hydrology!C60<='Farm data entry'!$E$16)","v":false},0,{"$f":"VLOOKUP($A60,ETo!$A$3:$N$10959,Hydrology!$D$1,FALSE)","v":1.1695013000000001},{"$f":"(H60*'Farm data entry'!$D$25)","v":0.81865091000000001},{"$f":"kc(C60,Kc!$E$9:$H$9,Kc!$I$9:$K$9)","v":0},0,{"$f":"K60*10*'Farm data entry'!$E$22","v":0},{"$f":"(L60*'Farm data entry'!$D$14)","v":0},0,0,0,1000,0,0,0,2000,0,0,0,3000,0]
["1986-02-27",1986,58,{"$f":"VLOOKUP($A61,Rainfall!$D$3:$Q$10959,Hydrology!$D$1,FALSE)","v":0.30000000671999999},{"$f":"MAX((D61-'Farm data entry'!$D$24)*'Farm data entry'!$D$23,0)*10*'Farm data entry'!$D$10","v":0},{"$f":"AND(C61>='Farm data entry'!$E$15,Hydrology!C61<='Farm data entry'!$E$16)","v":false},0,{"$f":"VLOOKUP($A61,ETo!$A$3:$N$10959,Hydrology!$D$1,FALSE)","v":1.212148},{"$f":"(H61*'Farm data entry'!$D$25)","v":0.84850359999999991},{"$f":"kc(C61,Kc!$E$9:$H$9,Kc!$I$9:$K$9)","v":0},0,{"$f":"K61*10*'Farm data entry'!$E$22","v":0},{"$f":"(L61*'Farm data entry'!$D$14)","v":0},0,0,0,1000,0,0,0,2000,0,0,0,3000,0]
["1986-02-28",1986,59,{"$f":"VLOOKUP($A62,Rainfall!$D$3:$Q$10959,Hydrology!$D$1,FALSE)","v":1.7000000927999999},{"$f":"MAX((D62-'Farm data entry'!$D$24)*'Farm data entry'!$D$23,0)*10*'Farm data entry'!$D$10","v":0},{"$f":"AND(C62>='Farm data entry'!$E$15,Hydrology!C62<='Farm data entry'!$E$16)","v":false},0,{"$f":"VLOOKUP($A62,ETo!$A$3:$N$10959,Hydrology!$D$1,FALSE)","v":1.264054},{"$f":"(H62*'Farm data entry'!$D$25)","v":0.8848377999999999},{"$f":"kc(C62,Kc!$E$9:$H$9,Kc!$I$9:$K$9)","v":0},0,{"$f":"K62*10*'Farm data entry'!$E$22","v":0},{"$f":"(L62*'Farm data entry'!$D$14)","v":0},0,0,0,1000,0,0,0,2000,0,0,0,3000,0]
["1986-03-01",1986,60,{"$f":"VLOOKUP($A63,Rainfall!$D$3:$Q$10959,Hydrology!$D$1,FALSE)","v":0},{"$f":"MAX((D63-'Farm data entry'!$D$24)*'Farm data entry'!$D$23,0)*10*'Farm data entry'!$D$10","v":0},{"$f":"AND(C63>='Farm data entry'!$E$15,Hydrology!C63<='Farm data entry'!$E$16)","v":false},0,{"$f":"VLOOKUP($A63,ETo!$A$3:$N$10959,Hydrology!$D$1,FALSE)","v":0.30225056},{"$f":"(H63*'Farm data entry'!$D$25)","v":0.211575392},{"$f":"kc(C63,Kc!$E$9:$H$9,Kc!$I$9:$K$9)","v":0},0,{"$f":"K63*10*'Farm data entry'!$E$22","v":0},{"$f":"(L63*'Farm data entry'!$D$14)","v":0},0,0,0,1000,0,0,0,2000,0,0,0,3000,0]
["1986-03-02",1986,61,{"$f":"VLOOKUP($A64,Rainfall!$D$3:$Q$10959,Hydrology!$D$1,FALSE)","v":0},{"$f":"MAX((D64-'Farm data entry'!$D$24)*'Farm data entry'!$D$23,0)*10*'Farm data entry'!$D$10","v":0},{"$f":"AND(C64>='Farm data entry'!$E$15,Hydrology!C64<='Farm data entry'!$E$16)","v":true},0,{"$f":"VLOOKUP($A64,ETo!$A$3:$N$10959,Hydrology!$D$1,FALSE)","v":0.92979310000000004},{"$f":"(H64*'Farm data entry'!$D$25)","v":0.65085517000000004},{"$f":"kc(C64,Kc!$E$9:$H$9,Kc!$I$9:$K$9)","v":0},0,{"$f":"K64*10*'Farm data entry'!$E$22","v":0},{"$f":"(L64*'Farm data entry'!$D$14)","v":0},0,0,0,1000,0,0,0,2000,0,0,0,3000,0]
["1986-03-03",1986,62,{"$f":"VLOOKUP($A65,Rainfall!$D$3:$Q$10959,Hydrology!$D$1,FALSE)","v":1.7999999711999999},{"$f":"MAX((D65-'Farm data entry'!$D$24)*'Farm data entry'!$D$23,0)*10*'Farm data entry'!$D$10","v":0},{"$f":"AND(C65>='Farm data entry'!$E$15,Hydrology!C65<='Farm data entry'!$E$16)","v":true},0,{"$f":"VLOOKUP($A65,ETo!$A$3:$N$10959,Hydrology!$D$1,FALSE)","v":0.52277379999999996},{"$f":"(H65*'Farm data entry'!$D$25)","v":0.36594165999999995},{"$f":"kc(C65,Kc!$E$9:$H$9,Kc!$I$9:$K$9)","v":0},0,{"$f":"K65*10*'Farm data entry'!$E$22","v":0},{"$f":"(L65*'Farm data entry'!$D$14)","v":0},0,0,0,1000,0,0,0,2000,0,0,0,3000,0]
["1986-03-04",1986,63,{"$f":"VLOOKUP($A66,Rainfall!$D$3:$Q$10959,Hydrology!$D$1,FALSE)","v":9.1999998720000011},{"$f":"MAX((D66-'Farm data entry'!$D$24)*'Farm data entry'!$D$23,0)*10*'Farm data entry'!$D$10","v":136.79999756800001},{"$f":"AND(C66>='Farm data entry'!$E$15,Hydrology!C66<='Farm data entry'!$E$16)","v":true},136.79999756800001,{"$f":"VLOOKUP($A66,ETo!$A$3:$N$10959,Hydrology!$D$1,FALSE)","v":0.23781145000000001},{"$f":"(H66*'Farm data entry'!$D$25)","v":0.166468015},{"$f":"kc(C66,Kc!$E$9:$H$9,Kc!$I$9:$K$9)","v":0},0,{"$f":"K66*10*'Farm data entry'!$E$22","v":0},{"$f":"(L66*'Farm data entry'!$D$14)","v":0},0,0,136.79999756799998,1000,0,0,136.79999756799998,2000,0,0,136.79999756799998,3000,0]
["1986-03-05",1986,64,{"$f":"VLOOKUP($A67,Rainfall!$D$3:$Q$10959,Hydrology!$D$1,FALSE)","v":0.90000002879999996},{"$f":"MAX((D67-'Farm data entry'!$D$24)*'Farm data entry'!$D$23,0)*10*'Farm data entry'!$D$10","v":0},{"$f":"AND(C67>='Farm data entry'!$E$15,Hydrology!C67<='Farm data entry'!$E$16)","v":true},0,{"$f":"VLOOKUP($A67,ETo!$A$3:$N$10959,Hydrology!$D$1,FALSE)","v":0},{"$f":"(H67*'Farm data entry'!$D$25)","v":0},{"$f":"kc(C67,Kc!$E$9:$H$9,Kc!$I$9:$K$9)","v":0},0,{"$f":"K67*10*'Farm data entry'!$E$22","v":0},{"$f":"(L67*'Farm data entry'!$D$14)","v":0},0,0,0,1000,0,0,0,2000,0,0,0,3000,0]
["1986-03-06",1986,{"$f":"A68-DATE(YEAR(A68)-1,12,31)","v":65},{"$f":"VLOOKUP($A68,Rainfall!$D$3:$Q$10959,Hydrology!$D$1,FALSE)","v":9.9999999360000008E-2},{"$f":"MAX((D68-'Farm data entry'!$D$24)*'Farm data entry'!$D$23,0)*10*'Farm data entry'!$D$10","v":0},{"$f":"AND(C68>='Farm data entry'!$E$15,Hydrology!C68<='Farm data entry'!$E$16)","v":true},{"$f":"E68*F68","v":0},{"$f":"VLOOKUP($A68,ETo!$A$3:$N$10959,Hydrology!$D$1,FALSE)","v":0.93811789999999995},{"$f":"(H68*'Farm data entry'!$D$25)","v":0.65668252999999988},{"$f":"kc(C68,Kc!$E$9:$H$9,Kc!$I$9:$K$9)","v":0},{"$f":"(J68*I68)","v":0},{"$f":"K68*10*'Farm data entry'!$E$22","v":0},{"$f":"(L68*'Farm data entry'!$D$14)","v":0},0,{"$f":"MIN($N68,Q67+$G68)","v":0},{"$f":"MAX(Q67+$G68-$N68-P$1,0)","v":0},{"$f":"MIN(Q67-O68+$G68,P$1)","v":1000},0,0,0,2000,0,0,0,3000,0]
["1986-03-07",{"$f":"YEAR(A69)","v":1986},66,{"$f":"VLOOKUP($A69,Rainfall!$D$3:$Q$10959,Hydrology!$D$1,FALSE)","v":0},{"$f":"MAX((D69-'Farm data entry'!$D$24)*'Farm data entry'!$D$23,0)*10*'Farm data entry'!$D$10","v":0},{"$f":"AND(C69>='Farm data entry'!$E$15,Hydrology!C69<='Farm data entry'!$E$16)","v":true},0,{"$f":"VLOOKUP($A69,ETo!$A$3:$N$10959,Hydrology!$D$1,FALSE)","v":0.79521299999999995},{"$f":"(H69*'Farm data entry'!$D$25)","v":0.5566490999999999},{"$f":"kc(C69,Kc!$E$9:$H$9,Kc!$I$9:$K$9)","v":0},0,{"$f":"K69*10*'Farm data entry'!$E$22","v":0},{"$f":"(L69*'Farm data entry'!$D$14)","v":0},{"$f":"SUM(L69:M69)","v":0},0,0,1000,{"$f":"$N69-O69","v":0},{"$f":"MIN($N69,U68+$G69)","v":0},{"$f":"MAX(U68+$G69-$N69-T$1,0)","v":0},{"$f":"MIN(U68-S69+$G69,T$1)","v":2000},{"$f":"$N69-S69","v":0},{"$f":"MIN($N69,Y68+$G69)","v":0},{"$f":"MAX(Y68+$G69-$N69-X$1,0)","v":0},{"$f":"MIN(Y68-W69+$G69,X$1)","v":3000},{"$f":"$N69-W69","v":0}]
["1986-03-08",1986,67,{"$f":"VLOOKUP($A70,Rainfall!$D$3:$Q$10959,Hydrology!$D$1,FALSE)","v":0},{"$f":"MAX((D70-'Farm data entry'!$D$24)*'Farm data entry'!$D$23,0)*10*'Farm data entry'!$D$10","v":0},{"$f":"AND(C70>='Farm data entry'!$E$15,Hydrology!C70<='Farm data entry'!$E$16)","v":true},0,{"$f":"VLOOKUP($A70,ETo!$A$3:$N$10959,Hydrology!$D$1,FALSE)","v":0.56409030000000004},{"$f":"(H70*'Farm data entry'!$D$25)","v":0.39486321000000002},{"$f":"kc(C70,Kc!$E$9:$H$9,Kc!$I$9:$K$9)","v":0},0,{"$f":"K70*10*'Farm data entry'!$E$22","v":0},{"$f":"(L70*'Farm data entry'!$D$14)","v":0},0,0,0,1000,0,0,0,2000,0,0,0,3000,0]
["1986-03-09",1986,68,{"$f":"VLOOKUP($A71,Rainfall!$D$3:$Q$10959,Hydrology!$D$1,FALSE)","v":9.9999999360000008E-2},{"$f":"MAX((D71-'Farm data entry'!$D$24)*'Farm data entry'!$D$23,0)*10*'Farm data entry'!$D$10","v":0},{"$f":"AND(C71>='Farm data entry'!$E$15,Hydrology!C71<='Farm data entry'!$E$16)","v":true},0,{"$f":"VLOOKUP($A71,ETo!$A$3:$N$10959,Hydrology!$D$1,FALSE)","v":0.51009020000000005},{"$f":"(H71*'Farm data entry'!$D$25)","v":0.35706314},{"$f":"kc(C71,Kc!$E$9:$H$9,Kc!$I$9:$K$9)","v":0},0,{"$f":"K71*10*'Farm data entry'!$E$22","v":0},{"$f":"(L71*'Farm data entry'!$D$14)","v":0},0,0,0,1000,0,0,0,2000,0,0,0,3000,0]
["1986-03-10",1986,69,{"$f":"VLOOKUP($A72,Rainfall!$D$3:$Q$10959,Hydrology!$D$1,FALSE)","v":0},{"$f":"MAX((D72-'Farm data entry'!$D$24)*'Farm data entry'!$D$23,0)*10*'Farm data entry'!$D$10","v":0},{"$f":"AND(C72>='Farm data entry'!$E$15,Hydrology!C72<='Farm data entry'!$E$16)","v":true},0,{"$f":"VLOOKUP($A72,ETo!$A$3:$N$10959,Hydrology!$D$1,FALSE)","v":0.36935173999999998},{"$f":"(H72*'Farm data entry'!$D$25)","v":0.25854621799999999},{"$f":"kc(C72,Kc!$E$9:$H$9,Kc!$I$9:$K$9)","v":0},0,{"$f":"K72*10*'Farm data entry'!$E$22","v":0},{"$f":"(L72*'Farm data entry'!$D$14)","v":0},0,0,0,1000,0,0,0,2000,0,0,0,3000,0]
["1986-03-11",1986,70,{"$f":"VLOOKUP($A73,Rainfall!$D$3:$Q$10959,Hydrology!$D$1,FALSE)","v":0},{"$f":"MAX((D73-'Farm data entry'!$D$24)*'Farm data entry'!$D$23,0)*10*'Farm data entry'!$D$10","v":0},{"$f":"AND(C73>='Farm data entry'!$E$15,Hydrology!C73<='Farm data entry'!$E$16)","v":true},0,{"$f":"VLOOKUP($A73,ETo!$A$3:$N$10959,Hydrology!$D$1,FALSE)","v":0.43383104},{"$f":"(H73*'Farm data entry'!$D$25)","v":0.30368172799999998},{"$f":"kc(C73,Kc!$E$9:$H$9,Kc!$I$9:$K$9)","v":0},0,{"$f":"K73*10*'Farm data entry'!$E$22","v":0},{"$f":"(L73*'Farm data entry'!$D$14)","v":0},0,0,0,1000,0,0,0,2000,0,0,0,3000,0]
["1986-03-12",1986,71,{"$f":"VLOOKUP($A74,Rainfall!$D$3:$Q$10959,Hydrology!$D$1,FALSE)","v":0},{"$f":"MAX((D74-'Farm data entry'!$D$24)*'Farm data entry'!$D$23,0)*10*'Farm data entry'!$D$10","v":0},{"$f":"AND(C74>='Farm data entry'!$E$15,Hydrology!C74<='Farm data entry'!$E$16)","v":true},0,{"$f":"VLOOKUP($A74,ETo!$A$3:$N$10959,Hydrology!$D$1,FALSE)","v":0.42579233999999999},{"$f":"(H74*'Farm data entry'!$D$25)","v":0.29805463799999998},{"$f":"kc(C74,Kc!$E$9:$H$9,Kc!$I$9:$K$9)","v":0},0,{"$f":"K74*10*'Farm data entry'!$E$22","v":0},{"$f":"(L74*'Farm data entry'!$D$14)","v":0},0,0,0,1000,0,0,0,2000,0,0,0,3000,0]
["1986-03-13",1986,72,{"$f":"VLOOKUP($A75,Rainfall!$D$3:$Q$10959,Hydrology!$D$1,FALSE)","v":0.39999998880000004},{"$f":"MAX((D75-'Farm data entry'!$D$24)*'Farm data entry'!$D$23,0)*10*'Farm data entry'!$D$10","v":0},{"$f":"AND(C75>='Farm data entry'!$E$15,Hydrology!C75<='Farm data entry'!$E$16)","v":true},0,{"$f":"VLOOKUP($A75,ETo!$A$3:$N$10959,Hydrology!$D$1,FALSE)","v":0.4008004},{"$f":"(H75*'Farm data entry'!$D$25)","v":0.28056028},{"$f":"kc(C75,Kc!$E$9:$H$9,Kc!$I$9:$K$9)","v":0},0,{"$f":"K75*10*'Farm data entry'!$E$22","v":0},{"$f":"(L75*'Farm data entry'!$D$14)","v":0},0,0,0,1000,0,0,0,2000,0,0,0,3000,0]
["1986-03-14",1986,73,{"$f":"VLOOKUP($A76,Rainfall!$D$3:$Q$10959,Hydrology!$D$1,FALSE)","v":0},{"$f":"MAX((D76-'Farm data entry'!$D$24)*'Farm data entry'!$D$23,0)*10*'Farm data entry'!$D$10","v":0},{"$f":"AND(C76>='Farm data entry'!$E$15,Hydrology!C76<='Farm data entry'!$E$16)","v":true},0,{"$f":"VLOOKUP($A76,ETo!$A$3:$N$10959,Hydrology!$D$1,FALSE)","v":0.68910559999999998},{"$f":"(H76*'Farm data entry'!$D$25)","v":0.48237391999999996},{"$f":"kc(C76,Kc!$E$9:$H$9,Kc!$I$9:$K$9)","v":0},0,{"$f":"K76*10*'Farm data entry'!$E$22","v":0},{"$f":"(L76*'Farm data entry'!$D$14)","v":0},0,0,0,1000,0,0,0,2000,0,0,0,3000,0]
["1986-03-15",1986,74,{"$f":"VLOOKUP($A77,Rainfall!$D$3:$Q$10959,Hydrology!$D$1,FALSE)","v":0},{"$f":"MAX((D77-'Farm data entry'!$D$24)*'Farm data entry'!$D$23,0)*10*'Farm data entry'!$D$10","v":0},{"$f":"AND(C77>='Farm data entry'!$E$15,Hydrology!C77<='Farm data entry'!$E$16)","v":true},0,{"$f":"VLOOKUP($A77,ETo!$A$3:$N$10959,Hydrology!$D$1,FALSE)","v":0.96437030000000001},{"$f":"(H77*'Farm data entry'!$D$25)","v":0.67505921000000002},{"$f":"kc(C77,Kc!$E$9:$H$9,Kc!$I$9:$K$9)","v":0},0,{"$f":"K77*10*'Farm data entry'!$E$22","v":0},{"$f":"(L77*'Farm data entry'!$D$14)","v":0},0,0,0,1000,0,0,0,2000,0,0,0,3000,0]
["1986-03-16",1986,75,{"$f":"VLOOKUP($A78,Rainfall!$D$3:$Q$10959,Hydrology!$D$1,FALSE)","v":0.30000000671999999},{"$f":"MAX((D78-'Farm data entry'!$D$24)*'Farm data entry'!$D$23,0)*10*'Farm data entry'!$D$10","v":0},{"$f":"AND(C78>='Farm data entry'!$E$15,Hydrology!C78<='Farm data entry'!$E$16)","v":true},0,{"$f":"VLOOKUP($A78,ETo!$A$3:$N$10959,Hydrology!$D$1,FALSE)","v":1.0594760999999999},{"$f":"(H78*'Farm data entry'!$D$25)","v":0.7416332699999999},{"$f":"kc(C78,Kc!$E$9:$H$9,Kc!$I$9:$K$9)","v":0},0,{"$f":"K78*10*'Farm data entry'!$E$22","v":0},{"$f":"(L78*'Farm data entry'!$D$14)","v":0},0,0,0,1000,0,0,0,2000,0,0,0,3000,0]
["1986-03-17",1986,76,{"$f":"VLOOKUP($A79,Rainfall!$D$3:$Q$10959,Hydrology!$D$1,FALSE)","v":0},{"$f":"MAX((D79-'Farm data entry'!$D$24)*'Farm data entry'!$D$23,0)*10*'Farm data entry'!$D$10","v":0},{"$f":"AND(C79>='Farm data entry'!$E$15,Hydrology!C79<='Farm data entry'!$E$16)","v":true},0,{"$f":"VLOOKUP($A79,ETo!$A$3:$N$10959,Hydrology!$D$1,FALSE)","v":0.88972549999999995},{"$f":"(H79*'Farm data entry'!$D$25)","v":0.62280784999999994},{"$f":"kc(C79,Kc!$E$9:$H$9,Kc!$I$9:$K$9)","v":0},0,{"$f":"K79*10*'Farm data entry'!$E$22","v":0},{"$f":"(L79*'Farm data entry'!$D$14)","v":0},0,0,0,1000,0,0,0,2000,0,0,0,3000,0]
["1986-03-18",1986,77,{"$f":"VLOOKUP($A80,Rainfall!$D$3:$Q$10959,Hydrology!$D$1,FALSE)","v":5.1000000191999995},{"$f":"MAX((D80-'Farm data entry'!$D$24)*'Farm data entry'!$D$23,0)*10*'Farm data entry'!$D$10","v":58.900000364799979},{"$f":"AND(C80>='Farm data entry'!$E$15,Hydrology!C80<='Farm data entry'!$E$16)","v":true},58.900000364799979,{"$f":"VLOOKUP($A80,ETo!$A$3:$N$10959,Hydrology!$D$1,FALSE)","v":0.68204200000000004},{"$f":"(H80*'Farm data entry'!$D$25)","v":0.4774294},{"$f":"kc(C80,Kc!$E$9:$H$9,Kc!$I$9:$K$9)","v":0},0,{"$f":"K80*10*'Farm data entry'!$E$22","v":0},{"$f":"(L80*'Farm data entry'!$D$14)","v":0},0,0,58.900000364800007,1000,0,0,58.90000036479978,2000,0,0,58.90000036479978,3000,0]
["1986-03-19",1986,78,{"$f":"VLOOKUP($A81,Rainfall!$D$3:$Q$10959,Hydrology!$D$1,FALSE)","v":1.5000000767999999},{"$f":"MAX((D81-'Farm data entry'!$D$24)*'Farm data entry'!$D$23,0)*10*'Farm data entry'!$D$10","v":0},{"$f":"AND(C81>='Farm data entry'!$E$15,Hydrology!C81<='Farm data entry'!$E$16)","v":true},0,{"$f":"VLOOKUP($A81,ETo!$A$3:$N$10959,Hydrology!$D$1,FALSE)","v":0.77717480000000005},{"$f":"(H81*'Farm data entry'!$D$25)","v":0.54402236000000004},{"$f":"kc(C81,Kc!$E$9:$H$9,Kc!$I$9:$K$9)","v":0},0,{"$f":"K81*10*'Farm data entry'!$E$22","v":0},{"$f":"(L81*'Farm data entry'!$D$14)","v":0},0,0,0,1000,0,0,0,2000,0,0,0,3000,0]
["1986-03-20",1986,79,{"$f":"VLOOKUP($A82,Rainfall!$D$3:$Q$10959,Hydrology!$D$1,FALSE)","v":1.2000000096000001},{"$f":"MAX((D82-'Farm data entry'!$D$24)*'Farm data entry'!$D$23,0)*10*'Farm data entry'!$D$10","v":0},{"$f":"AND(C82>='Farm data entry'!$E$15,Hydrology!C82<='Farm data entry'!$E$16)","v":true},0,{"$f":"VLOOKUP($A82,ETo!$A$3:$N$10959,Hydrology!$D$1,FALSE)","v":0.79851629999999996},{"$f":"(H82*'Farm data entry'!$D$25)","v":0.55896140999999988},{"$f":"kc(C82,Kc!$E$9:$H$9,Kc!$I$9:$K$9)","v":0},0,{"$f":"K82*10*'Farm data entry'!$E$22","v":0},{"$f":"(L82*'Farm data entry'!$D$14)","v":0},0,0,0,1000,0,0,0,2000,0,0,0,3000,0]
["1986-03-21",1986,80,{"$f":"VLOOKUP($A83,Rainfall!$D$3:$Q$10959,Hydrology!$D$1,FALSE)","v":2.0999999520000001},{"$f":"MAX((D83-'Farm data entry'!$D$24)*'Farm data entry'!$D$23,0)*10*'Farm data entry'!$D$10","v":1.8999990880000019},{"$f":"AND(C83>='Farm data entry'!$E$15,Hydrology!C83<='Farm data entry'!$E$16)","v":true},1.8999990880000019,{"$f":"VLOOKUP($A83,ETo!$A$3:$N$10959,Hydrology!$D$1,FALSE)","v":1.3144515000000001},{"$f":"(H83*'Farm data entry'!$D$25)","v":0.92011604999999996},{"$f":"kc(C83,Kc!$E$9:$H$9,Kc!$I$9:$K$9)","v":0},0,{"$f":"K83*10*'Farm data entry'!$E$22","v":0},{"$f":"(L83*'Farm data entry'!$D$14)","v":0},0,0,1.8999990879999586,1000,0,0,1.8999990879999586,2000,0,0,1.899999088000186,3000,0]
["1986-03-22",1986,81,{"$f":"VLOOKUP($A84,Rainfall!$D$3:$Q$10959,Hydrology!$D$1,FALSE)","v":1.7999999711999999},{"$f":"MAX((D84-'Farm data entry'!$D$24)*'Farm data entry'!$D$23,0)*10*'Farm data entry'!$D$10","v":0},{"$f":"AND(C84>='Farm data entry'!$E$15,Hydrology!C84<='Farm data entry'!$E$16)","v":true},0,{"$f":"VLOOKUP($A84,ETo!$A$3:$N$10959,Hydrology!$D$1,FALSE)","v":0.72567119999999996},{"$f":"(H84*'Farm data entry'!$D$25)","v":0.50796983999999989},{"$f":"kc(C84,Kc!$E$9:$H$9,Kc!$I$9:$K$9)","v":0},0,{"$f":"K84*10*'Farm data entry'!$E$22","v":0},{"$f":"(L84*'Farm data entry'!$D$14)","v":0},0,0,0,1000,0,0,0,2000,0,0,0,3000,0]
["1986-03-23",1986,82,{"$f":"VLOOKUP($A85,Rainfall!$D$3:$Q$10959,Hydrology!$D$1,FALSE)","v":8.3000004480000005},{"$f":"MAX((D85-'Farm data entry'!$D$24)*'Farm data entry'!$D$23,0)*10*'Farm data entry'!$D$10","v":119.700008512},{"$f":"AND(C85>='Farm data entry'!$E$15,Hydrology!C85<='Farm data entry'!$E$16)","v":true},119.700008512,{"$f":"VLOOKUP($A85,ETo!$A$3:$N$10959,Hydrology!$D$1,FALSE)","v":2.5334007999999999},{"$f":"(H85*'Farm data entry'!$D$25)","v":1.7733805599999999},{"$f":"kc(C85,Kc!$E$9:$H$9,Kc!$I$9:$K$9)","v":0},0,{"$f":"K85*10*'Farm data entry'!$E$22","v":0},{"$f":"(L85*'Farm data entry'!$D$14)","v":0},0,0,119.70000851200007,1000,0,0,119.70000851199984,2000,0,0,119.70000851199984,3000,0]
["1986-03-24",1986,83,{"$f":"VLOOKUP($A86,Rainfall!$D$3:$Q$10959,Hydrology!$D$1,FALSE)","v":9.9999999360000008E-2},{"$f":"MAX((D86-'Farm data entry'!$D$24)*'Farm data entry'!$D$23,0)*10*'Farm data entry'!$D$10","v":0},{"$f":"AND(C86>='Farm data entry'!$E$15,Hydrology!C86<='Farm data entry'!$E$16)","v":true},0,{"$f":"VLOOKUP($A86,ETo!$A$3:$N$10959,Hydrology!$D$1,FALSE)","v":1.3560323000000001},{"$f":"(H86*'Farm data entry'!$D$25)","v":0.94922260999999997},{"$f":"kc(C86,Kc!$E$9:$H$9,Kc!$I$9:$K$9)","v":0},0,{"$f":"K86*10*'Farm data entry'!$E$22","v":0},{"$f":"(L86*'Farm data entry'!$D$14)","v":0},0,0,0,1000,0,0,0,2000,0,0,0,3000,0]
["1986-03-25",1986,84,{"$f":"VLOOKUP($A87,Rainfall!$D$3:$Q$10959,Hydrology!$D$1,FALSE)","v":0.49999999680000001},{"$f":"MAX((D87-'Farm data entry'!$D$24)*'Farm data entry'!$D$23,0)*10*'Farm data entry'!$D$10","v":0},{"$f":"AND(C87>='Farm data entry'!$E$15,Hydrology!C87<='Farm data entry'!$E$16)","v":true},0,{"$f":"VLOOKUP($A87,ETo!$A$3:$N$10959,Hydrology!$D$1,FALSE)","v":1.4784238000000001},{"$f":"(H87*'Farm data entry'!$D$25)","v":1.03489666},{"$f":"kc(C87,Kc!$E$9:$H$9,Kc!$I$9:$K$9)","v":0},0,{"$f":"K87*10*'Farm data entry'!$E$22","v":0},{"$f":"(L87*'Farm data entry'!$D$14)","v":0},0,0,0,1000,0,0,0,2000,0,0,0,3000,0]
["1986-03-26",1986,85,{"$f":"VLOOKUP($A88,Rainfall!$D$3:$Q$10959,Hydrology!$D$1,FALSE)","v":1.7999999711999999},{"$f":"MAX((D88-'Farm data entry'!$D$24)*'Farm data entry'!$D$23,0)*10*'Farm data entry'!$D$10","v":0},{"$f":"AND(C88>='Farm data entry'!$E$15,Hydrology!C88<='Farm data entry'!$E$16)","v":true},0,{"$f":"VLOOKUP($A88,ETo!$A$3:$N$10959,Hydrology!$D$1,FALSE)","v":1.388393},{"$f":"(H88*'Farm data entry'!$D$25)","v":0.97187509999999988},{"$f":"kc(C88,Kc!$E$9:$H$9,Kc!$I$9:$K$9)","v":0},0,{"$f":"K88*10*'Farm data entry'!$E$22","v":0},{"$f":"(L88*'Farm data entry'!$D$14)","v":0},0,0,0,1000,0,0,0,2000,0,0,0,3000,0]
["1986-03-27",1986,86,{"$f":"VLOOKUP($A89,Rainfall!$D$3:$Q$10959,Hydrology!$D$1,FALSE)","v":4.1999999040000002},{"$f":"MAX((D89-'Farm data entry'!$D$24)*'Farm data entry'!$D$23,0)*10*'Farm data entry'!$D$10","v":41.799998176000003},{"$f":"AND(C89>='Farm data entry'!$E$15,Hydrology!C89<='Farm data entry'!$E$16)","v":true},41.799998176000003,{"$f":"VLOOKUP($A89,ETo!$A$3:$N$10959,Hydrology!$D$1,FALSE)","v":1.4401942000000001},{"$f":"(H89*'Farm data entry'!$D$25)","v":1.0081359400000001},{"$f":"kc(C89,Kc!$E$9:$H$9,Kc!$I$9:$K$9)","v":0},0,{"$f":"K89*10*'Farm data entry'!$E$22","v":0},{"$f":"(L89*'Farm data entry'!$D$14)","v":0},0,0,41.799998175999917,1000,0,0,41.799998175999917,2000,0,0,41.799998175999917,3000,0]
["1986-03-28",1986,87,{"$f":"VLOOKUP($A90,Rainfall!$D$3:$Q$10959,Hydrology!$D$1,FALSE)","v":3.4000000992000001},{"$f":"MAX((D90-'Farm data entry'!$D$24)*'Farm data entry'!$D$23,0)*10*'Farm data entry'!$D$10","v":26.600001884800001},{"$f":"AND(C90>='Farm data entry'!$E$15,Hydrology!C90<='Farm data entry'!$E$16)","v":true},26.600001884800001,{"$f":"VLOOKUP($A90,ETo!$A$3:$N$10959,Hydrology!$D$1,FALSE)","v":1.7324938000000001},{"$f":"(H90*'Farm data entry'!$D$25)","v":1.2127456599999999},{"$f":"kc(C90,Kc!$E$9:$H$9,Kc!$I$9:$K$9)","v":0},0,{"$f":"K90*10*'Farm data entry'!$E$22","v":0},{"$f":"(L90*'Farm data entry'!$D$14)","v":0},0,0,26.600001884799894,1000,0,0,26.600001884799894,2000,0,0,26.600001884799894,3000,0]
["1986-03-29",1986,88,{"$f":"VLOOKUP($A91,Rainfall!$D$3:$Q$10959,Hydrology!$D$1,FALSE)","v":6.2999997695999994},{"$f":"MAX((D91-'Farm data entry'!$D$24)*'Farm data entry'!$D$23,0)*10*'Farm data entry'!$D$10","v":81.699995622399996},{"$f":"AND(C91>='Farm data entry'!$E$15,Hydrology!C91<='Farm data entry'!$E$16)","v":true},81.699995622399996,{"$f":"VLOOKUP($A91,ETo!$A$3:$N$10959,Hydrology!$D$1,FALSE)","v":1.6813844},{"$f":"(H91*'Farm data entry'!$D$25)","v":1.1769690799999999},{"$f":"kc(C91,Kc!$E$9:$H$9,Kc!$I$9:$K$9)","v":0},0,{"$f":"K91*10*'Farm data entry'!$E$22","v":0},{"$f":"(L91*'Farm data entry'!$D$14)","v":0},0,0,81.699995622399911,1000,0,0,81.699995622399911,2000,0,0,81.699995622399911,3000,0]
["1986-03-30",1986,89,{"$f":"VLOOKUP($A92,Rainfall!$D$3:$Q$10959,Hydrology!$D$1,FALSE)","v":2.4000000192000002},{"$f":"MAX((D92-'Farm data entry'!$D$24)*'Farm data entry'!$D$23,0)*10*'Farm data entry'!$D$10","v":7.6000003648000023},{"$f":"AND(C92>='Farm data entry'!$E$15,Hydrology!C92<='Farm data entry'!$E$16)","v":true},7.6000003648000023,{"$f":"VLOOKUP($A92,ETo!$A$3:$N$10959,Hydrology!$D$1,FALSE)","v":0.56852292999999998},{"$f":"(H92*'Farm data entry'!$D$25)","v":0.39796605099999999},{"$f":"kc(C92,Kc!$E$9:$H$9,Kc!$I$9:$K$9)","v":0},0,{"$f":"K92*10*'Farm data entry'!$E$22","v":0},{"$f":"(L92*'Farm data entry'!$D$14)","v":0},0,0,7.6000003648000529,1000,0,0,7.6000003648000529,2000,0,0,7.6000003648000529,3000,0]
["1986-03-31",1986,90,{"$f":"VLOOKUP($A93,Rainfall!$D$3:$Q$10959,Hydrology!$D$1,FALSE)","v":1.7000000927999999},{"$f":"MAX((D93-'Farm data entry'!$D$24)*'Farm data entry'!$D$23,0)*10*'Farm data entry'!$D$10","v":0},{"$f":"AND(C93>='Farm data entry'!$E$15,Hydrology!C93<='Farm data entry'!$E$16)","v":true},0,{"$f":"VLOOKUP($A93,ETo!$A$3:$N$10959,Hydrology!$D$1,FALSE)","v":1.0269808},{"$f":"(H93*'Farm data entry'!$D$25)","v":0.71888655999999995},{"$f":"kc(C93,Kc!$E$9:$H$9,Kc!$I$9:$K$9)","v":0},0,{"$f":"K93*10*'Farm data entry'!$E$22","v":0},{"$f":"(L93*'Farm data entry'!$D$14)","v":0},0,0,0,1000,0,0,0,2000,0,0,0,3000,0]
["1986-04-01",1986,91,{"$f":"VLOOKUP($A94,Rainfall!$D$3:$Q$10959,Hydrology!$D$1,FALSE)","v":0.19999999872000002},{"$f":"MAX((D94-'Farm data entry'!$D$24)*'Farm data entry'!$D$23,0)*10*'Farm data entry'!$D$10","v":0},{"$f":"AND(C94>='Farm data entry'!$E$15,Hydrology!C94<='Farm data entry'!$E$16)","v":true},0,{"$f":"VLOOKUP($A94,ETo!$A$3:$N$10959,Hydrology!$D$1,FALSE)","v":2.0094561999999998},{"$f":"(H94*'Farm data entry'!$D$25)","v":1.4066193399999998},{"$f":"kc(C94,Kc!$E$9:$H$9,Kc!$I$9:$K$9)","v":0},0,{"$f":"K94*10*'Farm data entry'!$E$22","v":0},{"$f":"(L94*'Farm data entry'!$D$14)","v":0},0,0,0,1000,0,0,0,2000,0,0,0,3000,0]
["1986-04-02",1986,92,{"$f":"VLOOKUP($A95,Rainfall!$D$3:$Q$10959,Hydrology!$D$1,FALSE)","v":0.60000000480000004},{"$f":"MAX((D95-'Farm data entry'!$D$24)*'Farm data entry'!$D$23,0)*10*'Farm data entry'!$D$10","v":0},{"$f":"AND(C95>='Farm data entry'!$E$15,Hydrology!C95<='Farm data entry'!$E$16)","v":true},0,{"$f":"VLOOKUP($A95,ETo!$A$3:$N$10959,Hydrology!$D$1,FALSE)","v":1.2031657},{"$f":"(H95*'Farm data entry'!$D$25)","v":0.84221598999999991},{"$f":"kc(C95,Kc!$E$9:$H$9,Kc!$I$9:$K$9)","v":0.4},0.33688639599999998,{"$f":"K95*10*'Farm data entry'!$E$22","v":6.7377279199999993},{"$f":"(L95*'Farm data entry'!$D$14)","v":1.0106591879999998},7.7483871079999993,7.7483871079999993,0,992.25161289200003,0,7.7483871079999993,0,1992.2516128919999,0,7.7483871079999993,0,2992.2516128920001,0]
["1986-04-03",1986,93,{"$f":"VLOOKUP($A96,Rainfall!$D$3:$Q$10959,Hydrology!$D$1,FALSE)","v":0.90000002879999996},{"$f":"MAX((D96-'Farm data entry'!$D$24)*'Farm data entry'!$D$23,0)*10*'Farm data entry'!$D$10","v":0},{"$f":"AND(C96>='Farm data entry'!$E$15,Hydrology!C96<='Farm data entry'!$E$16)","v":true},0,{"$f":"VLOOKUP($A96,ETo!$A$3:$N$10959,Hydrology!$D$1,FALSE)","v":1.0563541999999999},{"$f":"(H96*'Farm data entry'!$D$25)","v":0.73944793999999991},{"$f":"kc(C96,Kc!$E$9:$H$9,Kc!$I$9:$K$9)","v":0.40294117647058825},0.2979540228823529,{"$f":"K96*10*'Farm data entry'!$E$22","v":5.9590804576470582},{"$f":"(L96*'Farm data entry'!$D$14)","v":0.89386206864705875},6.8529425262941173,6.8529425262941173,0,985.39867036570593,0,6.8529425262941173,0,1985.3986703657058,0,6.8529425262941173,0,2985.398670365706,0]
["1986-04-04",1986,94,{"$f":"VLOOKUP($A97,Rainfall!$D$3:$Q$10959,Hydrology!$D$1,FALSE)","v":9.9999999360000008E-2},{"$f":"MAX((D97-'Farm data entry'!$D$24)*'Farm data entry'!$D$23,0)*10*'Farm data entry'!$D$10","v":0},{"$f":"AND(C97>='Farm data entry'!$E$15,Hydrology!C97<='Farm data entry'!$E$16)","v":true},0,{"$f":"VLOOKUP($A97,ETo!$A$3:$N$10959,Hydrology!$D$1,FALSE)","v":1.4298335},{"$f":"(H97*'Farm data entry'!$D$25)","v":1.0008834499999999},{"$f":"kc(C97,Kc!$E$9:$H$9,Kc!$I$9:$K$9)","v":0.40588235294117653},0.40624092970588238,{"$f":"K97*10*'Farm data entry'!$E$22","v":8.124818594117647},{"$f":"(L97*'Farm data entry'!$D$14)","v":1.2187227891176471},9.3435413832352943,9.3435413832352943,0,976.05512898247059,0,9.3435413832352943,0,1976.0551289824705,0,9.3435413832352943,0,2976.0551289824707,0]
["1986-04-05",1986,95,{"$f":"VLOOKUP($A98,Rainfall!$D$3:$Q$10959,Hydrology!$D$1,FALSE)","v":0.99999999360000003},{"$f":"MAX((D98-'Farm data entry'!$D$24)*'Farm data entry'!$D$23,0)*10*'Farm data entry'!$D$10","v":0},{"$f":"AND(C98>='Farm data entry'!$E$15,Hydrology!C98<='Farm data entry'!$E$16)","v":true},0,{"$f":"VLOOKUP($A98,ETo!$A$3:$N$10959,Hydrology!$D$1,FALSE)","v":1.1535531000000001},{"$f":"(H98*'Farm data entry'!$D$25)","v":0.80748717000000003},{"$f":"kc(C98,Kc!$E$9:$H$9,Kc!$I$9:$K$9)","v":0.4088235294117647},0.33011975479411765,{"$f":"K98*10*'Farm data entry'!$E$22","v":6.6023950958823532},{"$f":"(L98*'Farm data entry'!$D$14)","v":0.99035926438235289},7.5927543602647063,7.5927543602647063,0,968.46237462220586,0,7.5927543602647063,0,1968.4623746222057,0,7.5927543602647063,0,2968.462374622206,0]
["1986-04-06",1986,96,{"$f":"VLOOKUP($A99,Rainfall!$D$3:$Q$10959,Hydrology!$D$1,FALSE)","v":4.6999999872},{"$f":"MAX((D99-'Farm data entry'!$D$24)*'Farm data entry'!$D$23,0)*10*'Farm data entry'!$D$10","v":51.299999756799998},{"$f":"AND(C99>='Farm data entry'!$E$15,Hydrology!C99<='Farm data entry'!$E$16)","v":true},51.299999756799998,{"$f":"VLOOKUP($A99,ETo!$A$3:$N$10959,Hydrology!$D$1,FALSE)","v":0.99249030000000005},{"$f":"(H99*'Farm data entry'!$D$25)","v":0.69474320999999994},{"$f":"kc(C99,Kc!$E$9:$H$9,Kc!$I$9:$K$9)","v":0.41176470588235292},0.2860707335294117,{"$f":"K99*10*'Farm data entry'!$E$22","v":5.7214146705882341},{"$f":"(L99*'Farm data entry'!$D$14)","v":0.85821220058823511},6.5796268711764689,6.5796268711764689,13.18274750782939,1000,0,6.5796268711764689,13.182747507829163,2000,0,6.5796268711764689,13.18274750782939,3000,0]
["1986-04-07",1986,97,{"$f":"VLOOKUP($A100,Rainfall!$D$3:$Q$10959,Hydrology!$D$1,FALSE)","v":5.4},{"$f":"MAX((D100-'Farm data entry'!$D$24)*'Farm data entry'!$D$23,0)*10*'Farm data entry'!$D$10","v":64.599999999999994},{"$f":"AND(C100>='Farm data entry'!$E$15,Hydrology!C100<='Farm data entry'!$E$16)","v":true},64.599999999999994,{"$f":"VLOOKUP($A100,ETo!$A$3:$N$10959,Hydrology!$D$1,FALSE)","v":0.80797459999999999},{"$f":"(H100*'Farm data entry'!$D$25)","v":0.56558221999999991},{"$f":"kc(C100,Kc!$E$9:$H$9,Kc!$I$9:$K$9)","v":0.4147058823529412},0.23455027358823527,{"$f":"K100*10*'Farm data entry'!$E$22","v":4.6910054717647052},{"$f":"(L100*'Farm data entry'!$D$14)","v":0.70365082076470575},5.3946562925294108,5.3946562925294108,59.205343707470547,1000,0,5.3946562925294108,59.205343707470547,2000,0,5.3946562925294108,59.205343707470547,3000,0]
["1986-04-08",1986,98,{"$f":"VLOOKUP($A101,Rainfall!$D$3:$Q$10959,Hydrology!$D$1,FALSE)","v":0.49999999680000001},{"$f":"MAX((D101-'Farm data entry'!$D$24)*'Farm data entry'!$D$23,0)*10*'Farm data entry'!$D$10","v":0},{"$f":"AND(C101>='Farm data entry'!$E$15,Hydrology!C101<='Farm data entry'!$E$16)","v":true},0,{"$f":"VLOOKUP($A101,ETo!$A$3:$N$10959,Hydrology!$D$1,FALSE)","v":0.1736249},{"$f":"(H101*'Farm data entry'!$D$25)","v":0.12153742999999999},{"$f":"kc(C101,Kc!$E$9:$H$9,Kc!$I$9:$K$9)","v":0.41764705882352943},5.0759750176470587E-2,{"$f":"K101*10*'Farm data entry'!$E$22","v":1.0151950035294117},{"$f":"(L101*'Farm data entry'!$D$14)","v":0.15227925052941174},1.1674742540588234,1.1674742540588234,0,998.83252574594121,0,1.1674742540588234,0,1998.8325257459412,0,1.1674742540588234,0,2998.832525745941,0]
["1986-04-09",1986,99,{"$f":"VLOOKUP($A102,Rainfall!$D$3:$Q$10959,Hydrology!$D$1,FALSE)","v":0.70000001280000002},{"$f":"MAX((D102-'Farm data entry'!$D$24)*'Farm data entry'!$D$23,0)*10*'Farm data entry'!$D$10","v":0},{"$f":"AND(C102>='Farm data entry'!$E$15,Hydrology!C102<='Farm data entry'!$E$16)","v":true},0,{"$f":"VLOOKUP($A102,ETo!$A$3:$N$10959,Hydrology!$D$1,FALSE)","v":1.9464102000000001},{"$f":"(H102*'Farm data entry'!$D$25)","v":1.36248714},{"$f":"kc(C102,Kc!$E$9:$H$9,Kc!$I$9:$K$9)","v":0.42058823529411771},0.57304606182352946,{"$f":"K102*10*'Farm data entry'!$E$22","v":11.46092123647059},{"$f":"(L102*'Farm data entry'!$D$14)","v":1.7191381854705885},13.180059421941179,13.180059421941179,0,985.65246632399999,0,13.180059421941179,0,1985.652466324,0,13.180059421941179,0,2985.6524663239998,0]
["1986-04-10",1986,100,{"$f":"VLOOKUP($A103,Rainfall!$D$3:$Q$10959,Hydrology!$D$1,FALSE)","v":9.9999999360000008E-2},{"$f":"MAX((D103-'Farm data entry'!$D$24)*'Farm data entry'!$D$23,0)*10*'Farm data entry'!$D$10","v":0},{"$f":"AND(C103>='Farm data entry'!$E$15,Hydrology!C103<='Farm data entry'!$E$16)","v":true},0,{"$f":"VLOOKUP($A103,ETo!$A$3:$N$10959,Hydrology!$D$1,FALSE)","v":1.4898294000000001},{"$f":"(H103*'Farm data entry'!$D$25)","v":1.0428805800000001},{"$f":"kc(C103,Kc!$E$9:$H$9,Kc!$I$9:$K$9)","v":0.42352941176470588},0.44169059858823534,{"$f":"K103*10*'Farm data entry'!$E$22","v":8.8338119717647068},{"$f":"(L103*'Farm data entry'!$D$14)","v":1.325071795764706},10.158883767529414,10.158883767529414,0,975.49358255647053,0,10.158883767529414,0,1975.4935825564705,0,10.158883767529414,0,2975.4935825564703,0]
["1986-04-11",1986,101,{"$f":"VLOOKUP($A104,Rainfall!$D$3:$Q$10959,Hydrology!$D$1,FALSE)","v":0.60000000480000004},{"$f":"MAX((D104-'Farm data entry'!$D$24)*'Farm data entry'!$D$23,0)*10*'Farm data entry'!$D$10","v":0},{"$f":"AND(C104>='Farm data entry'!$E$15,Hydrology!C104<='Farm data entry'!$E$16)","v":true},0,{"$f":"VLOOKUP($A104,ETo!$A$3:$N$10959,Hydrology!$D$1,FALSE)","v":1.5943210000000001},{"$f":"(H104*'Farm data entry'!$D$25)","v":1.1160247000000001},{"$f":"kc(C104,Kc!$E$9:$H$9,Kc!$I$9:$K$9)","v":0.4264705882352941},0.47595171029411765,{"$f":"K104*10*'Farm data entry'!$E$22","v":9.5190342058823525},{"$f":"(L104*'Farm data entry'!$D$14)","v":1.4278551308823528},10.946889336764706,10.946889336764706,0,964.54669321970584,0,10.946889336764706,0,1964.5466932197057,0,10.946889336764706,0,2964.5466932197055,0]
["1986-04-12",1986,102,{"$f":"VLOOKUP($A105,Rainfall!$D$3:$Q$10959,Hydrology!$D$1,FALSE)","v":1.9000001088},{"$f":"MAX((D105-'Farm data entry'!$D$24)*'Farm data entry'!$D$23,0)*10*'Farm data entry'!$D$10","v":0},{"$f":"AND(C105>='Farm data entry'!$E$15,Hydrology!C105<='Farm data entry'!$E$16)","v":true},0,{"$f":"VLOOKUP($A105,ETo!$A$3:$N$10959,Hydrology!$D$1,FALSE)","v":0.69491917000000003},{"$f":"(H105*'Farm data entry'!$D$25)","v":0.48644341899999999},{"$f":"kc(C105,Kc!$E$9:$H$9,Kc!$I$9:$K$9)","v":0.42941176470588238},0.20888452698235296,{"$f":"K105*10*'Farm data entry'!$E$22","v":4.1776905396470596},{"$f":"(L105*'Farm data entry'!$D$14)","v":0.62665358094705892},4.8043441205941182,4.8043441205941182,0,959.74234909911172,0,4.8043441205941182,0,1959.7423490991116,0,4.8043441205941182,0,2959.7423490991114,0]
["1986-04-13",1986,103,{"$f":"VLOOKUP($A106,Rainfall!$D$3:$Q$10959,Hydrology!$D$1,FALSE)","v":2.4000000192000002},{"$f":"MAX((D106-'Farm data entry'!$D$24)*'Farm data entry'!$D$23,0)*10*'Farm data entry'!$D$10","v":7.6000003648000023},{"$f":"AND(C106>='Farm data entry'!$E$15,Hydrology!C106<='Farm data entry'!$E$16)","v":true},7.6000003648000023,{"$f":"VLOOKUP($A106,ETo!$A$3:$N$10959,Hydrology!$D$1,FALSE)","v":1.2062215999999999},{"$f":"(H106*'Farm data entry'!$D$25)","v":0.8443551199999999},{"$f":"kc(C106,Kc!$E$9:$H$9,Kc!$I$9:$K$9)","v":0.43235294117647061},0.36505941952941173,{"$f":"K106*10*'Farm data entry'!$E$22","v":7.3011883905882344},{"$f":"(L106*'Farm data entry'!$D$14)","v":1.095178258588235},8.3963666491764695,8.3963666491764695,0,958.94598281473532,0,8.3963666491764695,0,1958.9459828147351,0,8.3963666491764695,0,2958.9459828147351,0]
["1986-04-14",1986,104,{"$f":"VLOOKUP($A107,Rainfall!$D$3:$Q$10959,Hydrology!$D$1,FALSE)","v":3.9999999744000001},{"$f":"MAX((D107-'Farm data entry'!$D$24)*'Farm data entry'!$D$23,0)*10*'Farm data entry'!$D$10","v":37.999999513600002},{"$f":"AND(C107>='Farm data entry'!$E$15,Hydrology!C107<='Farm data entry'!$E$16)","v":true},37.999999513600002,{"$f":"VLOOKUP($A107,ETo!$A$3:$N$10959,Hydrology!$D$1,FALSE)","v":1.1812079},{"$f":"(H107*'Farm data entry'!$D$25)","v":0.82684552999999994},{"$f":"kc(C107,Kc!$E$9:$H$9,Kc!$I$9:$K$9)","v":0.43529411764705883},0.3599209954117647,{"$f":"K107*10*'Farm data entry'!$E$22","v":7.1984199082352944},{"$f":"(L107*'Farm data entry'!$D$14)","v":1.0797629862352942},8.2781828944705893,8.2781828944705893,0,988.66779943386473,0,8.2781828944705893,0,1988.6677994338645,0,8.2781828944705893,0,2988.6677994338643,0]
["1986-04-15",1986,105,{"$f":"VLOOKUP($A108,Rainfall!$D$3:$Q$10959,Hydrology!$D$1,FALSE)","v":3.8000001312},{"$f":"MAX((D108-'Farm data entry'!$D$24)*'Farm data entry'!$D$23,0)*10*'Farm data entry'!$D$10","v":34.200002492799996},{"$f":"AND(C108>='Farm data entry'!$E$15,Hydrology!C108<='Farm data entry'!$E$16)","v":true},34.200002492799996,{"$f":"VLOOKUP($A108,ETo!$A$3:$N$10959,Hydrology!$D$1,FALSE)","v":1.4573294999999999},{"$f":"(H108*'Farm data entry'!$D$25)","v":1.0201306499999998},{"$f":"kc(C108,Kc!$E$9:$H$9,Kc!$I$9:$K$9)","v":0.43823529411764706},0.44705725544117636,{"$f":"K108*10*'Farm data entry'!$E$22","v":8.9411451088235268},{"$f":"(L108*'Farm data entry'!$D$14)","v":1.341171766323529},10.282316875147055,10.282316875147055,12.585485051517594,1000,0,10.282316875147055,12.58548505151748,2000,0,10.282316875147055,12.58548505151748,3000,0]
["1986-04-16",1986,106,{"$f":"VLOOKUP($A109,Rainfall!$D$3:$Q$10959,Hydrology!$D$1,FALSE)","v":2.2999999680000003},{"$f":"MAX((D109-'Farm data entry'!$D$24)*'Farm data entry'!$D$23,0)*10*'Farm data entry'!$D$10","v":5.6999993920000049},{"$f":"AND(C109>='Farm data entry'!$E$15,Hydrology!C109<='Farm data entry'!$E$16)","v":true},5.6999993920000049,{"$f":"VLOOKUP($A109,ETo!$A$3:$N$10959,Hydrology!$D$1,FALSE)","v":1.2110795999999999},{"$f":"(H109*'Farm data entry'!$D$25)","v":0.84775571999999988},{"$f":"kc(C109,Kc!$E$9:$H$9,Kc!$I$9:$K$9)","v":0.44117647058823528},0.3740098764705882,{"$f":"K109*10*'Farm data entry'!$E$22","v":7.4801975294117637},{"$f":"(L109*'Farm data entry'!$D$14)","v":1.1220296294117644},8.6022271588235277,8.6022271588235277,0,997.09777223317644,0,8.6022271588235277,0,1997.0977722331766,0,8.6022271588235277,0,2997.0977722331763,0]
["1986-04-17",1986,107,{"$f":"VLOOKUP($A110,Rainfall!$D$3:$Q$10959,Hydrology!$D$1,FALSE)","v":4.6999999872},{"$f":"MAX((D110-'Farm data entry'!$D$24)*'Farm data entry'!$D$23,0)*10*'Farm data entry'!$D$10","v":51.299999756799998},{"$f":"AND(C110>='Farm data entry'!$E$15,Hydrology!C110<='Farm data entry'!$E$16)","v":true},51.299999756799998,{"$f":"VLOOKUP($A110,ETo!$A$3:$N$10959,Hydrology!$D$1,FALSE)","v":1.1279642999999999},{"$f":"(H110*'Farm data entry'!$D$25)","v":0.78957500999999986},{"$f":"kc(C110,Kc!$E$9:$H$9,Kc!$I$9:$K$9)","v":0.44411764705882356},0.350664195617647,{"$f":"K110*10*'Farm data entry'!$E$22","v":7.0132839123529402},{"$f":"(L110*'Farm data entry'!$D$14)","v":1.0519925868529409},8.065276499205881,8.065276499205881,40.332495490770498,1000,0,8.065276499205881,40.332495490770725,2000,0,8.065276499205881,40.33249549077027,3000,0]
["1986-04-18",1986,108,{"$f":"VLOOKUP($A111,Rainfall!$D$3:$Q$10959,Hydrology!$D$1,FALSE)","v":0.79999997760000008},{"$f":"MAX((D111-'Farm data entry'!$D$24)*'Farm data entry'!$D$23,0)*10*'Farm data entry'!$D$10","v":0},{"$f":"AND(C111>='Farm data entry'!$E$15,Hydrology!C111<='Farm data entry'!$E$16)","v":true},0,{"$f":"VLOOKUP($A111,ETo!$A$3:$N$10959,Hydrology!$D$1,FALSE)","v":1.0349116},{"$f":"(H111*'Farm data entry'!$D$25)","v":0.72443811999999996},{"$f":"kc(C111,Kc!$E$9:$H$9,Kc!$I$9:$K$9)","v":0.44705882352941179},0.32386645364705885,{"$f":"K111*10*'Farm data entry'!$E$22","v":6.4773290729411768},{"$f":"(L111*'Farm data entry'!$D$14)","v":0.97159936094117649},7.4489284338823536,7.4489284338823536,0,992.55107156611768,0,7.4489284338823536,0,1992.5510715661176,0,7.4489284338823536,0,2992.5510715661176,0]
["1986-04-19",1986,109,{"$f":"VLOOKUP($A112,Rainfall!$D$3:$Q$10959,Hydrology!$D$1,FALSE)","v":9.8999997120000014},{"$f":"MAX((D112-'Farm data entry'!$D$24)*'Farm data entry'!$D$23,0)*10*'Farm data entry'!$D$10","v":150.09999452800002},{"$f":"AND(C112>='Farm data entry'!$E$15,Hydrology!C112<='Farm data entry'!$E$16)","v":true},150.09999452800002,{"$f":"VLOOKUP($A112,ETo!$A$3:$N$10959,Hydrology!$D$1,FALSE)","v":1.3693134},{"$f":"(H112*'Farm data entry'!$D$25)","v":0.95851937999999992},{"$f":"kc(C112,Kc!$E$9:$H$9,Kc!$I$9:$K$9)","v":0.45},0.43133372099999995,{"$f":"K112*10*'Farm data entry'!$E$22","v":8.6266744199999987},{"$f":"(L112*'Farm data entry'!$D$14)","v":1.2940011629999997},9.9206755829999977,9.9206755829999977,132.73039051111755,1000,0,9.9206755829999977,132.73039051111755,2000,0,9.9206755829999977,132.73039051111755,3000,0]
["1986-04-20",1986,110,{"$f":"VLOOKUP($A113,Rainfall!$D$3:$Q$10959,Hydrology!$D$1,FALSE)","v":0.90000002879999996},{"$f":"MAX((D113-'Farm data entry'!$D$24)*'Farm data entry'!$D$23,0)*10*'Farm data entry'!$D$10","v":0},{"$f":"AND(C113>='Farm data entry'!$E$15,Hydrology!C113<='Farm data entry'!$E$16)","v":true},0,{"$f":"VLOOKUP($A113,ETo!$A$3:$N$10959,Hydrology!$D$1,FALSE)","v":1.4439789999999999},{"$f":"(H113*'Farm data entry'!$D$25)","v":1.0107852999999998},{"$f":"kc(C113,Kc!$E$9:$H$9,Kc!$I$9:$K$9)","v":0.45294117647058824},0.45782628294117639,{"$f":"K113*10*'Farm data entry'!$E$22","v":9.1565256588235275},{"$f":"(L113*'Farm data entry'!$D$14)","v":1.373478848823529},10.530004507647057,10.530004507647057,0,989.46999549235295,0,10.530004507647057,0,1989.4699954923528,0,10.530004507647057,0,2989.4699954923531,0]
["1986-04-21",1986,111,{"$f":"VLOOKUP($A114,Rainfall!$D$3:$Q$10959,Hydrology!$D$1,FALSE)","v":7.4000001600000003},{"$f":"MAX((D114-'Farm data entry'!$D$24)*'Farm data entry'!$D$23,0)*10*'Farm data entry'!$D$10","v":102.60000304},{"$f":"AND(C114>='Farm data entry'!$E$15,Hydrology!C114<='Farm data entry'!$E$16)","v":true},102.60000304,{"$f":"VLOOKUP($A114,ETo!$A$3:$N$10959,Hydrology!$D$1,FALSE)","v":1.3475307999999999},{"$f":"(H114*'Farm data entry'!$D$25)","v":0.9432715599999999},{"$f":"kc(C114,Kc!$E$9:$H$9,Kc!$I$9:$K$9)","v":0.45588235294117646},0.43002085823529407,{"$f":"K114*10*'Farm data entry'!$E$22","v":8.6004171647058811},{"$f":"(L114*'Farm data entry'!$D$14)","v":1.290062574705882},9.8904797394117629,9.8904797394117629,82.179518792941053,1000,0,9.8904797394117629,82.179518792941053,2000,0,9.8904797394117629,82.179518792941508,3000,0]
["1986-04-22",1986,112,{"$f":"VLOOKUP($A115,Rainfall!$D$3:$Q$10959,Hydrology!$D$1,FALSE)","v":5.5999995839999999},{"$f":"MAX((D115-'Farm data entry'!$D$24)*'Farm data entry'!$D$23,0)*10*'Farm data entry'!$D$10","v":68.399992095999991},{"$f":"AND(C115>='Farm data entry'!$E$15,Hydrology!C115<='Farm data entry'!$E$16)","v":true},68.399992095999991,{"$f":"VLOOKUP($A115,ETo!$A$3:$N$10959,Hydrology!$D$1,FALSE)","v":1.7573057000000001},{"$f":"(H115*'Farm data entry'!$D$25)","v":1.23011399},{"$f":"kc(C115,Kc!$E$9:$H$9,Kc!$I$9:$K$9)","v":0.45882352941176474},0.56440524247058832,{"$f":"K115*10*'Farm data entry'!$E$22","v":11.288104849411766},{"$f":"(L115*'Farm data entry'!$D$14)","v":1.693215727411765},12.981320576823531,12.981320576823531,55.418671519176542,1000,0,12.981320576823531,55.418671519176314,2000,0,12.981320576823531,55.418671519176314,3000,0]
["1986-04-23",1986,113,{"$f":"VLOOKUP($A116,Rainfall!$D$3:$Q$10959,Hydrology!$D$1,FALSE)","v":2.2999999680000003},{"$f":"MAX((D116-'Farm data entry'!$D$24)*'Farm data entry'!$D$23,0)*10*'Farm data entry'!$D$10","v":5.6999993920000049},{"$f":"AND(C116>='Farm data entry'!$E$15,Hydrology!C116<='Farm data entry'!$E$16)","v":true},5.6999993920000049,{"$f":"VLOOKUP($A116,ETo!$A$3:$N$10959,Hydrology!$D$1,FALSE)","v":1.4926467000000001},{"$f":"(H116*'Farm data entry'!$D$25)","v":1.0448526899999999},{"$f":"kc(C116,Kc!$E$9:$H$9,Kc!$I$9:$K$9)","v":0.46176470588235297},0.4824760950882353,{"$f":"K116*10*'Farm data entry'!$E$22","v":9.6495219017647056},{"$f":"(L116*'Farm data entry'!$D$14)","v":1.4474282852647058},11.096950187029412,11.096950187029412,0,994.6030492049706,0,11.096950187029412,0,1994.6030492049706,0,11.096950187029412,0,2994.6030492049704,0]
["1986-04-24",1986,114,{"$f":"VLOOKUP($A117,Rainfall!$D$3:$Q$10959,Hydrology!$D$1,FALSE)","v":0},{"$f":"MAX((D117-'Farm data entry'!$D$24)*'Farm data entry'!$D$23,0)*10*'Farm data entry'!$D$10","v":0},{"$f":"AND(C117>='Farm data entry'!$E$15,Hydrology!C117<='Farm data entry'!$E$16)","v":true},0,{"$f":"VLOOKUP($A117,ETo!$A$3:$N$10959,Hydrology!$D$1,FALSE)","v":2.1769636000000001},{"$f":"(H117*'Farm data entry'!$D$25)","v":1.5238745199999999},{"$f":"kc(C117,Kc!$E$9:$H$9,Kc!$I$9:$K$9)","v":0.46470588235294119},0.70815345341176472,{"$f":"K117*10*'Farm data entry'!$E$22","v":14.163069068235295},{"$f":"(L117*'Farm data entry'!$D$14)","v":2.1244603602352941},16.287529428470588,16.287529428470588,0,978.31551977649997,0,16.287529428470588,0,1978.3155197765,0,16.287529428470588,0,2978.3155197765,0]
["1986-04-25",1986,115,{"$f":"VLOOKUP($A118,Rainfall!$D$3:$Q$10959,Hydrology!$D$1,FALSE)","v":0},{"$f":"MAX((D118-'Farm data entry'!$D$24)*'Farm data entry'!$D$23,0)*10*'Farm data entry'!$D$10","v":0},{"$f":"AND(C118>='Farm data entry'!$E$15,Hydrology!C118<='Farm data entry'!$E$16)","v":true},0,{"$f":"VLOOKUP($A118,ETo!$A$3:$N$10959,Hydrology!$D$1,FALSE)","v":2.3240696999999999},{"$f":"(H118*'Farm data entry'!$D$25)","v":1.6268487899999999},{"$f":"kc(C118,Kc!$E$9:$H$9,Kc!$I$9:$K$9)","v":0.46764705882352942},0.76079105179411766,{"$f":"K118*10*'Farm data entry'!$E$22","v":15.215821035882353},{"$f":"(L118*'Farm data entry'!$D$14)","v":2.282373155382353},17.498194191264705,17.498194191264705,0,960.81732558523527,0,17.498194191264705,0,1960.8173255852353,0,17.498194191264705,0,2960.8173255852353,0]
["1986-04-26",1986,116,{"$f":"VLOOKUP($A119,Rainfall!$D$3:$Q$10959,Hydrology!$D$1,FALSE)","v":6.6000000959999996},{"$f":"MAX((D119-'Farm data entry'!$D$24)*'Farm data entry'!$D$23,0)*10*'Farm data entry'!$D$10","v":87.400001823999986},{"$f":"AND(C119>='Farm data entry'!$E$15,Hydrology!C119<='Farm data entry'!$E$16)","v":true},87.400001823999986,{"$f":"VLOOKUP($A119,ETo!$A$3:$N$10959,Hydrology!$D$1,FALSE)","v":2.2306528000000001},{"$f":"(H119*'Farm data entry'!$D$25)","v":1.5614569599999999},{"$f":"kc(C119,Kc!$E$9:$H$9,Kc!$I$9:$K$9)","v":0.47058823529411764},0.7348032752941176,{"$f":"K119*10*'Farm data entry'!$E$22","v":14.696065505882352},{"$f":"(L119*'Farm data entry'!$D$14)","v":2.2044098258823528},16.900475331764703,16.900475331764703,31.316852077470458,1000,0,16.900475331764703,31.316852077470458,2000,0,16.900475331764703,31.316852077470685,3000,0]
["1986-04-27",1986,117,{"$f":"VLOOKUP($A120,Rainfall!$D$3:$Q$10959,Hydrology!$D$1,FALSE)","v":0.19999999872000002},{"$f":"MAX((D120-'Farm data entry'!$D$24)*'Farm data entry'!$D$23,0)*10*'Farm data entry'!$D$10","v":0},{"$f":"AND(C120>='Farm data entry'!$E$15,Hydrology!C120<='Farm data entry'!$E$16)","v":true},0,{"$f":"VLOOKUP($A120,ETo!$A$3:$N$10959,Hydrology!$D$1,FALSE)","v":1.5476278999999999},{"$f":"(H120*'Farm data entry'!$D$25)","v":1.0833395299999999},{"$f":"kc(C120,Kc!$E$9:$H$9,Kc!$I$9:$K$9)","v":0.47352941176470592},0.51299313038235295,{"$f":"K120*10*'Farm data entry'!$E$22","v":10.259862607647058},{"$f":"(L120*'Farm data entry'!$D$14)","v":1.5389793911470586},11.798841998794117,11.798841998794117,0,988.20115800120584,0,11.798841998794117,0,1988.2011580012058,0,11.798841998794117,0,2988.2011580012058,0]
["1986-04-28",1986,118,{"$f":"VLOOKUP($A121,Rainfall!$D$3:$Q$10959,Hydrology!$D$1,FALSE)","v":0.19999999872000002},{"$f":"MAX((D121-'Farm data entry'!$D$24)*'Farm data entry'!$D$23,0)*10*'Farm data entry'!$D$10","v":0},{"$f":"AND(C121>='Farm data entry'!$E$15,Hydrology!C121<='Farm data entry'!$E$16)","v":true},0,{"$f":"VLOOKUP($A121,ETo!$A$3:$N$10959,Hydrology!$D$1,FALSE)","v":1.9509501},{"$f":"(H121*'Farm data entry'!$D$25)","v":1.3656650699999999},{"$f":"kc(C121,Kc!$E$9:$H$9,Kc!$I$9:$K$9)","v":0.47647058823529415},0.65069923923529416,{"$f":"K121*10*'Farm data entry'!$E$22","v":13.013984784705883},{"$f":"(L121*'Farm data entry'!$D$14)","v":1.9520977177058825},14.966082502411766,14.966082502411766,0,973.23507549879412,0,14.966082502411766,0,1973.235075498794,0,14.966082502411766,0,2973.2350754987942,0]
["1986-04-29",1986,119,{"$f":"VLOOKUP($A122,Rainfall!$D$3:$Q$10959,Hydrology!$D$1,FALSE)","v":0},{"$f":"MAX((D122-'Farm data entry'!$D$24)*'Farm data entry'!$D$23,0)*10*'Farm data entry'!$D$10","v":0},{"$f":"AND(C122>='Farm data entry'!$E$15,Hydrology!C122<='Farm data entry'!$E$16)","v":true},0,{"$f":"VLOOKUP($A122,ETo!$A$3:$N$10959,Hydrology!$D$1,FALSE)","v":2.516578},{"$f":"(H122*'Farm data entry'!$D$25)","v":1.7616045999999999},{"$f":"kc(C122,Kc!$E$9:$H$9,Kc!$I$9:$K$9)","v":0.47941176470588237},0.84453396999999997,{"$f":"K122*10*'Farm data entry'!$E$22","v":16.8906794},{"$f":"(L122*'Farm data entry'!$D$14)","v":2.5336019099999998},19.424281309999998,19.424281309999998,0,953.81079418879415,0,19.424281309999998,0,1953.810794188794,0,19.424281309999998,0,2953.8107941887943,0]
["1986-04-30",1986,120,{"$f":"VLOOKUP($A123,Rainfall!$D$3:$Q$10959,Hydrology!$D$1,FALSE)","v":0},{"$f":"MAX((D123-'Farm data entry'!$D$24)*'Farm data entry'!$D$23,0)*10*'Farm data entry'!$D$10","v":0},{"$f":"AND(C123>='Farm data entry'!$E$15,Hydrology!C123<='Farm data entry'!$E$16)","v":true},0,{"$f":"VLOOKUP($A123,ETo!$A$3:$N$10959,Hydrology!$D$1,FALSE)","v":1.9944584000000001},{"$f":"(H123*'Farm data entry'!$D$25)","v":1.39612088},{"$f":"kc(C123,Kc!$E$9:$H$9,Kc!$I$9:$K$9)","v":0.4823529411764706},0.67342301270588234,{"$f":"K123*10*'Farm data entry'!$E$22","v":13.468460254117646},{"$f":"(L123*'Farm data entry'!$D$14)","v":2.0202690381176467},15.488729292235293,15.488729292235293,0,938.3220648965588,0,15.488729292235293,0,1938.3220648965587,0,15.488729292235293,0,2938.3220648965589,0]
["1986-05-01",1986,121,{"$f":"VLOOKUP($A124,Rainfall!$D$3:$Q$10959,Hydrology!$D$1,FALSE)","v":0},{"$f":"MAX((D124-'Farm data entry'!$D$24)*'Farm data entry'!$D$23,0)*10*'Farm data entry'!$D$10","v":0},{"$f":"AND(C124>='Farm data entry'!$E$15,Hydrology!C124<='Farm data entry'!$E$16)","v":true},0,{"$f":"VLOOKUP($A124,ETo!$A$3:$N$10959,Hydrology!$D$1,FALSE)","v":2.8719776000000001},{"$f":"(H124*'Farm data entry'!$D$25)","v":2.01038432},{"$f":"kc(C124,Kc!$E$9:$H$9,Kc!$I$9:$K$9)","v":0.48529411764705882},0.97562768470588235,{"$f":"K124*10*'Farm data entry'!$E$22","v":19.512553694117646},{"$f":"(L124*'Farm data entry'!$D$14)","v":2.9268830541176469},22.439436748235291,22.439436748235291,0,915.88262814832353,0,22.439436748235291,0,1915.8826281483234,0,22.439436748235291,0,2915.8826281483234,0]
["1986-05-02",1986,122,{"$f":"VLOOKUP($A125,Rainfall!$D$3:$Q$10959,Hydrology!$D$1,FALSE)","v":9.9999999360000008E-2},{"$f":"MAX((D125-'Farm data entry'!$D$24)*'Farm data entry'!$D$23,0)*10*'Farm data entry'!$D$10","v":0},{"$f":"AND(C125>='Farm data entry'!$E$15,Hydrology!C125<='Farm data entry'!$E$16)","v":true},0,{"$f":"VLOOKUP($A125,ETo!$A$3:$N$10959,Hydrology!$D$1,FALSE)","v":2.7537677},{"$f":"(H125*'Farm data entry'!$D$25)","v":1.9276373899999999},{"$f":"kc(C125,Kc!$E$9:$H$9,Kc!$I$9:$K$9)","v":0.4882352941176471},0.9411406080588236,{"$f":"K125*10*'Farm data entry'!$E$22","v":18.822812161176472},{"$f":"(L125*'Farm data entry'!$D$14)","v":2.8234218241764708},21.646233985352943,21.646233985352943,0,894.23639416297056,0,21.646233985352943,0,1894.2363941629706,0,21.646233985352943,0,2894.2363941629706,0]
["1986-05-03",1986,123,{"$f":"VLOOKUP($A126,Rainfall!$D$3:$Q$10959,Hydrology!$D$1,FALSE)","v":0},{"$f":"MAX((D126-'Farm data entry'!$D$24)*'Farm data entry'!$D$23,0)*10*'Farm data entry'!$D$10","v":0},{"$f":"AND(C126>='Farm data entry'!$E$15,Hydrology!C126<='Farm data entry'!$E$16)","v":true},0,{"$f":"VLOOKUP($A126,ETo!$A$3:$N$10959,Hydrology!$D$1,FALSE)","v":2.1134314999999999},{"$f":"(H126*'Farm data entry'!$D$25)","v":1.4794020499999998},{"$f":"kc(C126,Kc!$E$9:$H$9,Kc!$I$9:$K$9)","v":0.49117647058823533},0.72664747749999992,{"$f":"K126*10*'Farm data entry'!$E$22","v":14.532949549999998},{"$f":"(L126*'Farm data entry'!$D$14)","v":2.1799424324999994},16.712891982499997,16.712891982499997,0,877.52350218047059,0,16.712891982499997,0,1877.5235021804706,0,16.712891982499997,0,2877.5235021804706,0]
["1986-05-04",1986,124,{"$f":"VLOOKUP($A127,Rainfall!$D$3:$Q$10959,Hydrology!$D$1,FALSE)","v":0.30000000671999999},{"$f":"MAX((D127-'Farm data entry'!$D$24)*'Farm data entry'!$D$23,0)*10*'Farm data entry'!$D$10","v":0},{"$f":"AND(C127>='Farm data entry'!$E$15,Hydrology!C127<='Farm data entry'!$E$16)","v":true},0,{"$f":"VLOOKUP($A127,ETo!$A$3:$N$10959,Hydrology!$D$1,FALSE)","v":2.7909160000000002},{"$f":"(H127*'Farm data entry'!$D$25)","v":1.9536412000000001},{"$f":"kc(C127,Kc!$E$9:$H$9,Kc!$I$9:$K$9)","v":0.49411764705882355},0.96532859294117657,{"$f":"K127*10*'Farm data entry'!$E$22","v":19.306571858823531},{"$f":"(L127*'Farm data entry'!$D$14)","v":2.8959857788235297},22.202557637647061,22.202557637647061,0,855.32094454282355,0,22.202557637647061,0,1855.3209445428236,0,22.202557637647061,0,2855.3209445428233,0]
["1986-05-05",1986,125,{"$f":"VLOOKUP($A128,Rainfall!$D$3:$Q$10959,Hydrology!$D$1,FALSE)","v":2.2000000032},{"$f":"MAX((D128-'Farm data entry'!$D$24)*'Farm data entry'!$D$23,0)*10*'Farm data entry'!$D$10","v":3.8000000607999995},{"$f":"AND(C128>='Farm data entry'!$E$15,Hydrology!C128<='Farm data entry'!$E$16)","v":true},3.8000000607999995,{"$f":"VLOOKUP($A128,ETo!$A$3:$N$10959,Hydrology!$D$1,FALSE)","v":1.8824904},{"$f":"(H128*'Farm data entry'!$D$25)","v":1.31774328},{"$f":"kc(C128,Kc!$E$9:$H$9,Kc!$I$9:$K$9)","v":0.49705882352941178},0.65499592447058819,{"$f":"K128*10*'Farm data entry'!$E$22","v":13.099918489411763},{"$f":"(L128*'Farm data entry'!$D$14)","v":1.9649877734117644},15.064906262823527,15.064906262823527,0,844.0560383408,0,15.064906262823527,0,1844.0560383407999,0,15.064906262823527,0,2844.0560383407997,0]
["1986-05-06",1986,126,{"$f":"VLOOKUP($A129,Rainfall!$D$3:$Q$10959,Hydrology!$D$1,FALSE)","v":4.6999999872},{"$f":"MAX((D129-'Farm data entry'!$D$24)*'Farm data entry'!$D$23,0)*10*'Farm data entry'!$D$10","v":51.299999756799998},{"$f":"AND(C129>='Farm data entry'!$E$15,Hydrology!C129<='Farm data entry'!$E$16)","v":true},51.299999756799998,{"$f":"VLOOKUP($A129,ETo!$A$3:$N$10959,Hydrology!$D$1,FALSE)","v":1.9034734},{"$f":"(H129*'Farm data entry'!$D$25)","v":1.3324313799999998},{"$f":"kc(C129,Kc!$E$9:$H$9,Kc!$I$9:$K$9)","v":0.5},0.66621568999999992,{"$f":"K129*10*'Farm data entry'!$E$22","v":13.324313799999999},{"$f":"(L129*'Farm data entry'!$D$14)","v":1.9986470699999996},15.322960869999999,15.322960869999999,0,880.03307722760007,0,15.322960869999999,0,1880.0330772275997,0,15.322960869999999,0,2880.0330772275997,0]
["1986-05-07",1986,127,{"$f":"VLOOKUP($A130,Rainfall!$D$3:$Q$10959,Hydrology!$D$1,FALSE)","v":0.79999997760000008},{"$f":"MAX((D130-'Farm data entry'!$D$24)*'Farm data entry'!$D$23,0)*10*'Farm data entry'!$D$10","v":0},{"$f":"AND(C130>='Farm data entry'!$E$15,Hydrology!C130<='Farm data entry'!$E$16)","v":true},0,{"$f":"VLOOKUP($A130,ETo!$A$3:$N$10959,Hydrology!$D$1,FALSE)","v":2.1701655},{"$f":"(H130*'Farm data entry'!$D$25)","v":1.5191158499999999},{"$f":"kc(C130,Kc!$E$9:$H$9,Kc!$I$9:$K$9)","v":0.50294117647058822},0.76402591279411758,{"$f":"K130*10*'Farm data entry'!$E$22","v":15.280518255882352},{"$f":"(L130*'Farm data entry'!$D$14)","v":2.292077738382353},17.572595994264706,17.572595994264706,0,862.46048123333537,0,17.572595994264706,0,1862.460481233335,0,17.572595994264706,0,2862.460481233335,0]
["1986-05-08",1986,128,{"$f":"VLOOKUP($A131,Rainfall!$D$3:$Q$10959,Hydrology!$D$1,FALSE)","v":1.5999999552000002},{"$f":"MAX((D131-'Farm data entry'!$D$24)*'Farm data entry'!$D$23,0)*10*'Farm data entry'!$D$10","v":0},{"$f":"AND(C131>='Farm data entry'!$E$15,Hydrology!C131<='Farm data entry'!$E$16)","v":true},0,{"$f":"VLOOKUP($A131,ETo!$A$3:$N$10959,Hydrology!$D$1,FALSE)","v":1.8938276000000001},{"$f":"(H131*'Farm data entry'!$D$25)","v":1.3256793199999999},{"$f":"kc(C131,Kc!$E$9:$H$9,Kc!$I$9:$K$9)","v":0.50588235294117645},0.67063777364705879,{"$f":"K131*10*'Farm data entry'!$E$22","v":13.412755472941175},{"$f":"(L131*'Farm data entry'!$D$14)","v":2.0119133209411761},15.424668793882351,15.424668793882351,0,847.03581243945303,0,15.424668793882351,0,1847.0358124394527,0,15.424668793882351,0,2847.0358124394525,0]
["1986-05-09",1986,{"$f":"A132-DATE(YEAR(A132)-1,12,31)","v":129},{"$f":"VLOOKUP($A132,Rainfall!$D$3:$Q$10959,Hydrology!$D$1,FALSE)","v":1.1000000448},{"$f":"MAX((D132-'Farm data entry'!$D$24)*'Farm data entry'!$D$23,0)*10*'Farm data entry'!$D$10","v":0},{"$f":"AND(C132>='Farm data entry'!$E$15,Hydrology!C132<='Farm data entry'!$E$16)","v":true},{"$f":"E132*F132","v":0},{"$f":"VLOOKUP($A132,ETo!$A$3:$N$10959,Hydrology!$D$1,FALSE)","v":0.90160379999999996},{"$f":"(H132*'Farm data entry'!$D$25)","v":0.63112265999999995},{"$f":"kc(C132,Kc!$E$9:$H$9,Kc!$I$9:$K$9)","v":0.50882352941176467},{"$f":"(J132*I132)","v":0.32113005935294114},{"$f":"K132*10*'Farm data entry'!$E$22","v":6.4226011870588229},{"$f":"(L132*'Farm data entry'!$D$14)","v":0.96339017805882343},7.3859913651176461,{"$f":"MIN($N132,Q131+$G132)","v":7.3859913651176461},{"$f":"MAX(Q131+$G132-$N132-P$1,0)","v":0},{"$f":"MIN(Q131-O132+$G132,P$1)","v":839.64982107433536},0,7.3859913651176461,0,1839.649821074335,0,7.3859913651176461,0,2839.6498210743348,0]
["1986-05-10",{"$f":"YEAR(A133)","v":1986},130,{"$f":"VLOOKUP($A133,Rainfall!$D$3:$Q$10959,Hydrology!$D$1,FALSE)","v":9.9999999360000008E-2},{"$f":"MAX((D133-'Farm data entry'!$D$24)*'Farm data entry'!$D$23,0)*10*'Farm data entry'!$D$10","v":0},{"$f":"AND(C133>='Farm data entry'!$E$15,Hydrology!C133<='Farm data entry'!$E$16)","v":true},0,{"$f":"VLOOKUP($A133,ETo!$A$3:$N$10959,Hydrology!$D$1,FALSE)","v":1.4856431000000001},{"$f":"(H133*'Farm data entry'!$D$25)","v":1.03995017},{"$f":"kc(C133,Kc!$E$9:$H$9,Kc!$I$9:$K$9)","v":0.5117647058823529},0.53220979288235293,{"$f":"K133*10*'Farm data entry'!$E$22","v":10.644195857647059},{"$f":"(L133*'Farm data entry'!$D$14)","v":1.5966293786470589},{"$f":"SUM(L133:M133)","v":12.240825236294118},12.240825236294118,0,827.40899583804128,{"$f":"$N133-O133","v":0},{"$f":"MIN($N133,U132+$G133)","v":12.240825236294118},{"$f":"MAX(U132+$G133-$N133-T$1,0)","v":0},{"$f":"MIN(U132-S133+$G133,T$1)","v":1827.4089958380409},{"$f":"$N133-S133","v":0},{"$f":"MIN($N133,Y132+$G133)","v":12.240825236294118},{"$f":"MAX(Y132+$G133-$N133-X$1,0)","v":0},{"$f":"MIN(Y132-W133+$G133,X$1)","v":2827.4089958380405},{"$f":"$N133-W133","v":0}]
["1986-05-11",1986,131,{"$f":"VLOOKUP($A134,Rainfall!$D$3:$Q$10959,Hydrology!$D$1,FALSE)","v":0.30000000671999999},{"$f":"MAX((D134-'Farm data entry'!$D$24)*'Farm data entry'!$D$23,0)*10*'Farm data entry'!$D$10","v":0},{"$f":"AND(C134>='Farm data entry'!$E$15,Hydrology!C134<='Farm data entry'!$E$16)","v":true},0,{"$f":"VLOOKUP($A134,ETo!$A$3:$N$10959,Hydrology!$D$1,FALSE)","v":2.4052886999999998},{"$f":"(H134*'Farm data entry'!$D$25)","v":1.6837020899999997},{"$f":"kc(C134,Kc!$E$9:$H$9,Kc!$I$9:$K$9)","v":0.51470588235294112},0.86661136985294096,{"$f":"K134*10*'Farm data entry'!$E$22","v":17.332227397058819},{"$f":"(L134*'Farm data entry'!$D$14)","v":2.5998341095588229},19.932061506617643,19.932061506617643,0,807.47693433142365,0,19.932061506617643,0,1807.4769343314233,0,19.932061506617643,0,2807.4769343314229,0]
["1986-05-12",1986,132,{"$f":"VLOOKUP($A135,Rainfall!$D$3:$Q$10959,Hydrology!$D$1,FALSE)","v":1.5999999552000002},{"$f":"MAX((D135-'Farm data entry'!$D$24)*'Farm data entry'!$D$23,0)*10*'Farm data entry'!$D$10","v":0},{"$f":"AND(C135>='Farm data entry'!$E$15,Hydrology!C135<='Farm data entry'!$E$16)","v":true},0,{"$f":"VLOOKUP($A135,ETo!$A$3:$N$10959,Hydrology!$D$1,FALSE)","v":1.9008923},{"$f":"(H135*'Farm data entry'!$D$25)","v":1.3306246099999999},{"$f":"kc(C135,Kc!$E$9:$H$9,Kc!$I$9:$K$9)","v":0.51764705882352935},0.68879391576470572,{"$f":"K135*10*'Farm data entry'!$E$22","v":13.775878315294115},{"$f":"(L135*'Farm data entry'!$D$14)","v":2.0663817472941171},15.842260062588231,15.842260062588231,0,791.6346742688354,0,15.842260062588231,0,1791.6346742688352,0,15.842260062588231,0,2791.6346742688347,0]
["1986-05-13",1986,133,{"$f":"VLOOKUP($A136,Rainfall!$D$3:$Q$10959,Hydrology!$D$1,FALSE)","v":0.19999999872000002},{"$f":"MAX((D136-'Farm data entry'!$D$24)*'Farm data entry'!$D$23,0)*10*'Farm data entry'!$D$10","v":0},{"$f":"AND(C136>='Farm data entry'!$E$15,Hydrology!C136<='Farm data entry'!$E$16)","v":true},0,{"$f":"VLOOKUP($A136,ETo!$A$3:$N$10959,Hydrology!$D$1,FALSE)","v":2.9434019999999999},{"$f":"(H136*'Farm data entry'!$D$25)","v":2.0603813999999998},{"$f":"kc(C136,Kc!$E$9:$H$9,Kc!$I$9:$K$9)","v":0.52058823529411768},1.0726103170588235,{"$f":"K136*10*'Farm data entry'!$E$22","v":21.452206341176471},{"$f":"(L136*'Farm data entry'!$D$14)","v":3.2178309511764707},24.670037292352941,24.670037292352941,0,766.96463697648244,0,24.670037292352941,0,1766.9646369764823,0,24.670037292352941,0,2766.9646369764819,0]
["1986-05-14",1986,134,{"$f":"VLOOKUP($A137,Rainfall!$D$3:$Q$10959,Hydrology!$D$1,FALSE)","v":2.4000000192000002},{"$f":"MAX((D137-'Farm data entry'!$D$24)*'Farm data entry'!$D$23,0)*10*'Farm data entry'!$D$10","v":7.6000003648000023},{"$f":"AND(C137>='Farm data entry'!$E$15,Hydrology!C137<='Farm data entry'!$E$16)","v":true},7.6000003648000023,{"$f":"VLOOKUP($A137,ETo!$A$3:$N$10959,Hydrology!$D$1,FALSE)","v":2.6212103},{"$f":"(H137*'Farm data entry'!$D$25)","v":1.83484721},{"$f":"kc(C137,Kc!$E$9:$H$9,Kc!$I$9:$K$9)","v":0.52352941176470591},0.96059648052941182,{"$f":"K137*10*'Farm data entry'!$E$22","v":19.211929610588236},{"$f":"(L137*'Farm data entry'!$D$14)","v":2.8817894415882352},22.093719052176471,22.093719052176471,0,752.47091828910607,0,22.093719052176471,0,1752.4709182891058,0,22.093719052176471,0,2752.4709182891056,0]
["1986-05-15",1986,135,{"$f":"VLOOKUP($A138,Rainfall!$D$3:$Q$10959,Hydrology!$D$1,FALSE)","v":0},{"$f":"MAX((D138-'Farm data entry'!$D$24)*'Farm data entry'!$D$23,0)*10*'Farm data entry'!$D$10","v":0},{"$f":"AND(C138>='Farm data entry'!$E$15,Hydrology!C138<='Farm data entry'!$E$16)","v":true},0,{"$f":"VLOOKUP($A138,ETo!$A$3:$N$10959,Hydrology!$D$1,FALSE)","v":3.1520003999999999},{"$f":"(H138*'Farm data entry'!$D$25)","v":2.20640028},{"$f":"kc(C138,Kc!$E$9:$H$9,Kc!$I$9:$K$9)","v":0.52647058823529413},1.1616048532941177,{"$f":"K138*10*'Farm data entry'!$E$22","v":23.232097065882353},{"$f":"(L138*'Farm data entry'!$D$14)","v":3.484814559882353},26.716911625764705,26.716911625764705,0,725.75400666334133,0,26.716911625764705,0,1725.7540066633412,0,26.716911625764705,0,2725.754006663341,0]
["1986-05-16",1986,136,{"$f":"VLOOKUP($A139,Rainfall!$D$3:$Q$10959,Hydrology!$D$1,FALSE)","v":0},{"$f":"MAX((D139-'Farm data entry'!$D$24)*'Farm data entry'!$D$23,0)*10*'Farm data entry'!$D$10","v":0},{"$f":"AND(C139>='Farm data entry'!$E$15,Hydrology!C139<='Farm data entry'!$E$16)","v":true},0,{"$f":"VLOOKUP($A139,ETo!$A$3:$N$10959,Hydrology!$D$1,FALSE)","v":2.8857582000000002},{"$f":"(H139*'Farm data entry'!$D$25)","v":2.0200307400000002},{"$f":"kc(C139,Kc!$E$9:$H$9,Kc!$I$9:$K$9)","v":0.52941176470588236},1.0694280388235295,{"$f":"K139*10*'Farm data entry'!$E$22","v":21.388560776470591},{"$f":"(L139*'Farm data entry'!$D$14)","v":3.2082841164705886},24.596844892941178,24.596844892941178,0,701.15716177040019,0,24.596844892941178,0,1701.1571617704001,0,24.596844892941178,0,2701.1571617703999,0]
["1986-05-17",1986,137,{"$f":"VLOOKUP($A140,Rainfall!$D$3:$Q$10959,Hydrology!$D$1,FALSE)","v":0.90000002879999996},{"$f":"MAX((D140-'Farm data entry'!$D$24)*'Farm data entry'!$D$23,0)*10*'Farm data entry'!$D$10","v":0},{"$f":"AND(C140>='Farm data entry'!$E$15,Hydrology!C140<='Farm data entry'!$E$16)","v":true},0,{"$f":"VLOOKUP($A140,ETo!$A$3:$N$10959,Hydrology!$D$1,FALSE)","v":0.79916640000000005},{"$f":"(H140*'Farm data entry'!$D$25)","v":0.55941647999999999},{"$f":"kc(C140,Kc!$E$9:$H$9,Kc!$I$9:$K$9)","v":0.53235294117647058},0.29780700847058822,{"$f":"K140*10*'Farm data entry'!$E$22","v":5.9561401694117642},{"$f":"(L140*'Farm data entry'!$D$14)","v":0.8934210254117646},6.8495611948235284,6.8495611948235284,0,694.30760057557666,0,6.8495611948235284,0,1694.3076005755765,0,6.8495611948235284,0,2694.3076005755765,0]
["1986-05-18",1986,138,{"$f":"VLOOKUP($A141,Rainfall!$D$3:$Q$10959,Hydrology!$D$1,FALSE)","v":9.9999999360000008E-2},{"$f":"MAX((D141-'Farm data entry'!$D$24)*'Farm data entry'!$D$23,0)*10*'Farm data entry'!$D$10","v":0},{"$f":"AND(C141>='Farm data entry'!$E$15,Hydrology!C141<='Farm data entry'!$E$16)","v":true},0,{"$f":"VLOOKUP($A141,ETo!$A$3:$N$10959,Hydrology!$D$1,FALSE)","v":3.3123543},{"$f":"(H141*'Farm data entry'!$D$25)","v":2.31864801},{"$f":"kc(C141,Kc!$E$9:$H$9,Kc!$I$9:$K$9)","v":0.53529411764705881},1.2411586406470587,{"$f":"K141*10*'Farm data entry'!$E$22","v":24.823172812941174},{"$f":"(L141*'Farm data entry'!$D$14)","v":3.7234759219411759},28.54664873488235,28.54664873488235,0,665.76095184069436,0,28.54664873488235,0,1665.7609518406941,0,28.54664873488235,0,2665.7609518406944,0]
["1986-05-19",1986,139,{"$f":"VLOOKUP($A142,Rainfall!$D$3:$Q$10959,Hydrology!$D$1,FALSE)","v":0.99999999360000003},{"$f":"MAX((D142-'Farm data entry'!$D$24)*'Farm data entry'!$D$23,0)*10*'Farm data entry'!$D$10","v":0},{"$f":"AND(C142>='Farm data entry'!$E$15,Hydrology!C142<='Farm data entry'!$E$16)","v":true},0,{"$f":"VLOOKUP($A142,ETo!$A$3:$N$10959,Hydrology!$D$1,FALSE)","v":3.1426129999999999},{"$f":"(H142*'Farm data entry'!$D$25)","v":2.1998290999999996},{"$f":"kc(C142,Kc!$E$9:$H$9,Kc!$I$9:$K$9)","v":0.53823529411764715},1.1840256626470589,{"$f":"K142*10*'Farm data entry'!$E$22","v":23.680513252941179},{"$f":"(L142*'Farm data entry'!$D$14)","v":3.5520769879411769},27.232590240882356,27.232590240882356,0,638.528361599812,0,27.232590240882356,0,1638.5283615998119,0,27.232590240882356,0,2638.5283615998119,0]
["1986-05-20",1986,140,{"$f":"VLOOKUP($A143,Rainfall!$D$3:$Q$10959,Hydrology!$D$1,FALSE)","v":2.499999984},{"$f":"MAX((D143-'Farm data entry'!$D$24)*'Farm data entry'!$D$23,0)*10*'Farm data entry'!$D$10","v":9.4999996959999997},{"$f":"AND(C143>='Farm data entry'!$E$15,Hydrology!C143<='Farm data entry'!$E$16)","v":true},9.4999996959999997,{"$f":"VLOOKUP($A143,ETo!$A$3:$N$10959,Hydrology!$D$1,FALSE)","v":1.0786846999999999},{"$f":"(H143*'Farm data entry'!$D$25)","v":0.75507928999999996},{"$f":"kc(C143,Kc!$E$9:$H$9,Kc!$I$9:$K$9)","v":0.54117647058823537},0.40863114517647064,{"$f":"K143*10*'Farm data entry'!$E$22","v":8.1726229035294136},{"$f":"(L143*'Farm data entry'!$D$14)","v":1.225893435529412},9.3985163390588262,9.3985163390588262,0,638.62984495675323,0,9.3985163390588262,0,1638.629844956753,0,9.3985163390588262,0,2638.629844956753,0]
["1986-05-21",1986,141,{"$f":"VLOOKUP($A144,Rainfall!$D$3:$Q$10959,Hydrology!$D$1,FALSE)","v":4.1999999040000002},{"$f":"MAX((D144-'Farm data entry'!$D$24)*'Farm data entry'!$D$23,0)*10*'Farm data entry'!$D$10","v":41.799998176000003},{"$f":"AND(C144>='Farm data entry'!$E$15,Hydrology!C144<='Farm data entry'!$E$16)","v":true},41.799998176000003,{"$f":"VLOOKUP($A144,ETo!$A$3:$N$10959,Hydrology!$D$1,FALSE)","v":1.8929018},{"$f":"(H144*'Farm data entry'!$D$25)","v":1.3250312599999998},{"$f":"kc(C144,Kc!$E$9:$H$9,Kc!$I$9:$K$9)","v":0.54411764705882359},0.72097289147058818,{"$f":"K144*10*'Farm data entry'!$E$22","v":14.419457829411764},{"$f":"(L144*'Farm data entry'!$D$14)","v":2.1629186744117646},16.582376503823529,16.582376503823529,0,663.84746662892974,0,16.582376503823529,0,1663.8474666289294,0,16.582376503823529,0,2663.8474666289294,0]
["1986-05-22",1986,142,{"$f":"VLOOKUP($A145,Rainfall!$D$3:$Q$10959,Hydrology!$D$1,FALSE)","v":8.6999999615999997},{"$f":"MAX((D145-'Farm data entry'!$D$24)*'Farm data entry'!$D$23,0)*10*'Farm data entry'!$D$10","v":127.29999927039998},{"$f":"AND(C145>='Farm data entry'!$E$15,Hydrology!C145<='Farm data entry'!$E$16)","v":true},127.29999927039998,{"$f":"VLOOKUP($A145,ETo!$A$3:$N$10959,Hydrology!$D$1,FALSE)","v":2.7848377000000002},{"$f":"(H145*'Farm data entry'!$D$25)","v":1.9493863899999999},{"$f":"kc(C145,Kc!$E$9:$H$9,Kc!$I$9:$K$9)","v":0.54705882352941182},1.0664290251176471,{"$f":"K145*10*'Farm data entry'!$E$22","v":21.328580502352942},{"$f":"(L145*'Farm data entry'!$D$14)","v":3.1992870753529412},24.527867577705884,24.527867577705884,0,766.61959832162381,0,24.527867577705884,0,1766.6195983216235,0,24.527867577705884,0,2766.6195983216235,0]
["1986-05-23",1986,143,{"$f":"VLOOKUP($A146,Rainfall!$D$3:$Q$10959,Hydrology!$D$1,FALSE)","v":9.9999999360000008E-2},{"$f":"MAX((D146-'Farm data entry'!$D$24)*'Farm data entry'!$D$23,0)*10*'Farm data entry'!$D$10","v":0},{"$f":"AND(C146>='Farm data entry'!$E$15,Hydrology!C146<='Farm data entry'!$E$16)","v":true},0,{"$f":"VLOOKUP($A146,ETo!$A$3:$N$10959,Hydrology!$D$1,FALSE)","v":1.8471599999999999},{"$f":"(H146*'Farm data entry'!$D$25)","v":1.2930119999999998},{"$f":"kc(C146,Kc!$E$9:$H$9,Kc!$I$9:$K$9)","v":0.55000000000000004},0.71115659999999992,{"$f":"K146*10*'Farm data entry'!$E$22","v":14.223131999999998},{"$f":"(L146*'Farm data entry'!$D$14)","v":2.1334697999999994},16.356601799999996,16.356601799999996,0,750.26299652162379,0,16.356601799999996,0,1750.2629965216236,0,16.356601799999996,0,2750.2629965216233,0]
["1986-05-24",1986,144,{"$f":"VLOOKUP($A147,Rainfall!$D$3:$Q$10959,Hydrology!$D$1,FALSE)","v":0},{"$f":"MAX((D147-'Farm data entry'!$D$24)*'Farm data entry'!$D$23,0)*10*'Farm data entry'!$D$10","v":0},{"$f":"AND(C147>='Farm data entry'!$E$15,Hydrology!C147<='Farm data entry'!$E$16)","v":true},0,{"$f":"VLOOKUP($A147,ETo!$A$3:$N$10959,Hydrology!$D$1,FALSE)","v":2.9721609999999998},{"$f":"(H147*'Farm data entry'!$D$25)","v":2.0805126999999999},{"$f":"kc(C147,Kc!$E$9:$H$9,Kc!$I$9:$K$9)","v":0.55294117647058827},1.15040114,{"$f":"K147*10*'Farm data entry'!$E$22","v":23.008022799999999},{"$f":"(L147*'Farm data entry'!$D$14)","v":3.4512034199999997},26.459226219999998,26.459226219999998,0,723.80377030162379,0,26.459226219999998,0,1723.8037703016237,0,26.459226219999998,0,2723.8037703016234,0]
["1986-05-25",1986,145,{"$f":"VLOOKUP($A148,Rainfall!$D$3:$Q$10959,Hydrology!$D$1,FALSE)","v":0},{"$f":"MAX((D148-'Farm data entry'!$D$24)*'Farm data entry'!$D$23,0)*10*'Farm data entry'!$D$10","v":0},{"$f":"AND(C148>='Farm data entry'!$E$15,Hydrology!C148<='Farm data entry'!$E$16)","v":true},0,{"$f":"VLOOKUP($A148,ETo!$A$3:$N$10959,Hydrology!$D$1,FALSE)","v":2.9075321999999999},{"$f":"(H148*'Farm data entry'!$D$25)","v":2.0352725399999998},{"$f":"kc(C148,Kc!$E$9:$H$9,Kc!$I$9:$K$9)","v":0.55588235294117649},1.1313720884117646,{"$f":"K148*10*'Farm data entry'!$E$22","v":22.627441768235293},{"$f":"(L148*'Farm data entry'!$D$14)","v":3.3941162652352941},26.021558033470587,26.021558033470587,0,697.78221226815322,0,26.021558033470587,0,1697.782212268153,0,26.021558033470587,0,2697.7822122681528,0]
["1986-05-26",1986,146,{"$f":"VLOOKUP($A149,Rainfall!$D$3:$Q$10959,Hydrology!$D$1,FALSE)","v":0},{"$f":"MAX((D149-'Farm data entry'!$D$24)*'Farm data entry'!$D$23,0)*10*'Farm data entry'!$D$10","v":0},{"$f":"AND(C149>='Farm data entry'!$E$15,Hydrology!C149<='Farm data entry'!$E$16)","v":true},0,{"$f":"VLOOKUP($A149,ETo!$A$3:$N$10959,Hydrology!$D$1,FALSE)","v":2.7756835999999998},{"$f":"(H149*'Farm data entry'!$D$25)","v":1.9429785199999998},{"$f":"kc(C149,Kc!$E$9:$H$9,Kc!$I$9:$K$9)","v":0.55882352941176472},1.0857821141176469,{"$f":"K149*10*'Farm data entry'!$E$22","v":21.715642282352938},{"$f":"(L149*'Farm data entry'!$D$14)","v":3.2573463423529407},24.972988624705877,24.972988624705877,0,672.80922364344735,0,24.972988624705877,0,1672.809223643447,0,24.972988624705877,0,2672.8092236434468,0]
["1986-05-27",1986,147,{"$f":"VLOOKUP($A150,Rainfall!$D$3:$Q$10959,Hydrology!$D$1,FALSE)","v":0},{"$f":"MAX((D150-'Farm data entry'!$D$24)*'Farm data entry'!$D$23,0)*10*'Farm data entry'!$D$10","v":0},{"$f":"AND(C150>='Farm data entry'!$E$15,Hydrology!C150<='Farm data entry'!$E$16)","v":true},0,{"$f":"VLOOKUP($A150,ETo!$A$3:$N$10959,Hydrology!$D$1,FALSE)","v":2.3924660000000002},{"$f":"(H150*'Farm data entry'!$D$25)","v":1.6747262000000001},{"$f":"kc(C150,Kc!$E$9:$H$9,Kc!$I$9:$K$9)","v":0.56176470588235294},0.94080207117647063,{"$f":"K150*10*'Farm data entry'!$E$22","v":18.816041423529413},{"$f":"(L150*'Farm data entry'!$D$14)","v":2.8224062135294119},21.638447637058825,21.638447637058825,0,651.17077600638856,0,21.638447637058825,0,1651.1707760063882,0,21.638447637058825,0,2651.1707760063878,0]
["1986-05-28",1986,148,{"$f":"VLOOKUP($A151,Rainfall!$D$3:$Q$10959,Hydrology!$D$1,FALSE)","v":2.499999984},{"$f":"MAX((D151-'Farm data entry'!$D$24)*'Farm data entry'!$D$23,0)*10*'Farm data entry'!$D$10","v":9.4999996959999997},{"$f":"AND(C151>='Farm data entry'!$E$15,Hydrology!C151<='Farm data entry'!$E$16)","v":true},9.4999996959999997,{"$f":"VLOOKUP($A151,ETo!$A$3:$N$10959,Hydrology!$D$1,FALSE)","v":2.4652059999999998},{"$f":"(H151*'Farm data entry'!$D$25)","v":1.7256441999999999},{"$f":"kc(C151,Kc!$E$9:$H$9,Kc!$I$9:$K$9)","v":0.56470588235294117},0.97448143058823522,{"$f":"K151*10*'Farm data entry'!$E$22","v":19.489628611764704},{"$f":"(L151*'Farm data entry'!$D$14)","v":2.9234442917647057},22.413072903529411,22.413072903529411,0,638.25770279885921,0,22.413072903529411,0,1638.2577027988589,0,22.413072903529411,0,2638.2577027988582,0]
["1986-05-29",1986,149,{"$f":"VLOOKUP($A152,Rainfall!$D$3:$Q$10959,Hydrology!$D$1,FALSE)","v":9.9999999360000008E-2},{"$f":"MAX((D152-'Farm data entry'!$D$24)*'Farm data entry'!$D$23,0)*10*'Farm data entry'!$D$10","v":0},{"$f":"AND(C152>='Farm data entry'!$E$15,Hydrology!C152<='Farm data entry'!$E$16)","v":true},0,{"$f":"VLOOKUP($A152,ETo!$A$3:$N$10959,Hydrology!$D$1,FALSE)","v":2.5737581},{"$f":"(H152*'Farm data entry'!$D$25)","v":1.80163067},{"$f":"kc(C152,Kc!$E$9:$H$9,Kc!$I$9:$K$9)","v":0.56764705882352939},1.0226903509117646,{"$f":"K152*10*'Farm data entry'!$E$22","v":20.453807018235292},{"$f":"(L152*'Farm data entry'!$D$14)","v":3.0680710527352937},23.521878070970587,23.521878070970587,0,614.7358247278886,0,23.521878070970587,0,1614.7358247278883,0,23.521878070970587,0,2614.7358247278876,0]
["1986-05-30",1986,150,{"$f":"VLOOKUP($A153,Rainfall!$D$3:$Q$10959,Hydrology!$D$1,FALSE)","v":0},{"$f":"MAX((D153-'Farm data entry'!$D$24)*'Farm data entry'!$D$23,0)*10*'Farm data entry'!$D$10","v":0},{"$f":"AND(C153>='Farm data entry'!$E$15,Hydrology!C153<='Farm data entry'!$E$16)","v":true},0,{"$f":"VLOOKUP($A153,ETo!$A$3:$N$10959,Hydrology!$D$1,FALSE)","v":1.9034418},{"$f":"(H153*'Farm data entry'!$D$25)","v":1.3324092599999999},{"$f":"kc(C153,Kc!$E$9:$H$9,Kc!$I$9:$K$9)","v":0.57058823529411762},0.76025704835294106,{"$f":"K153*10*'Farm data entry'!$E$22","v":15.205140967058821},{"$f":"(L153*'Farm data entry'!$D$14)","v":2.2807711450588228},17.485912112117642,17.485912112117642,0,597.249912615771,0,17.485912112117642,0,1597.2499126157707,0,17.485912112117642,0,2597.24991261577,0]
["1986-05-31",1986,151,{"$f":"VLOOKUP($A154,Rainfall!$D$3:$Q$10959,Hydrology!$D$1,FALSE)","v":7.9999997760000001},{"$f":"MAX((D154-'Farm data entry'!$D$24)*'Farm data entry'!$D$23,0)*10*'Farm data entry'!$D$10","v":113.99999574399999},{"$f":"AND(C154>='Farm data entry'!$E$15,Hydrology!C154<='Farm data entry'!$E$16)","v":true},113.99999574399999,{"$f":"VLOOKUP($A154,ETo!$A$3:$N$10959,Hydrology!$D$1,FALSE)","v":1.1793525},{"$f":"(H154*'Farm data entry'!$D$25)","v":0.82554675},{"$f":"kc(C154,Kc!$E$9:$H$9,Kc!$I$9:$K$9)","v":0.57352941176470584},0.47347534191176466,{"$f":"K154*10*'Farm data entry'!$E$22","v":9.4695068382352936},{"$f":"(L154*'Farm data entry'!$D$14)","v":1.4204260257352941},10.889932863970587,10.889932863970587,0,700.35997549580043,0,10.889932863970587,0,1700.3599754958,0,10.889932863970587,0,2700.3599754957995,0]
["1986-06-01",1986,152,{"$f":"VLOOKUP($A155,Rainfall!$D$3:$Q$10959,Hydrology!$D$1,FALSE)","v":0.70000001280000002},{"$f":"MAX((D155-'Farm data entry'!$D$24)*'Farm data entry'!$D$23,0)*10*'Farm data entry'!$D$10","v":0},{"$f":"AND(C155>='Farm data entry'!$E$15,Hydrology!C155<='Farm data entry'!$E$16)","v":true},0,{"$f":"VLOOKUP($A155,ETo!$A$3:$N$10959,Hydrology!$D$1,FALSE)","v":0.55305890000000002},{"$f":"(H155*'Farm data entry'!$D$25)","v":0.38714123},{"$f":"kc(C155,Kc!$E$9:$H$9,Kc!$I$9:$K$9)","v":0.57647058823529407},0.22317553258823528,{"$f":"K155*10*'Farm data entry'!$E$22","v":4.4635106517647056},{"$f":"(L155*'Farm data entry'!$D$14)","v":0.6695265977647058},5.1330372495294112,5.1330372495294112,0,695.22693824627106,0,5.1330372495294112,0,1695.2269382462705,0,5.1330372495294112,0,2695.22693824627,0]
["1986-06-02",1986,153,{"$f":"VLOOKUP($A156,Rainfall!$D$3:$Q$10959,Hydrology!$D$1,FALSE)","v":0.19999999872000002},{"$f":"MAX((D156-'Farm data entry'!$D$24)*'Farm data entry'!$D$23,0)*10*'Farm data entry'!$D$10","v":0},{"$f":"AND(C156>='Farm data entry'!$E$15,Hydrology!C156<='Farm data entry'!$E$16)","v":true},0,{"$f":"VLOOKUP($A156,ETo!$A$3:$N$10959,Hydrology!$D$1,FALSE)","v":1.4492524},{"$f":"(H156*'Farm data entry'!$D$25)","v":1.01447668},{"$f":"kc(C156,Kc!$E$9:$H$9,Kc!$I$9:$K$9)","v":0.57941176470588229},0.58779972341176467,{"$f":"K156*10*'Farm data entry'!$E$22","v":11.755994468235293},{"$f":"(L156*'Farm data entry'!$D$14)","v":1.763399170235294},13.519393638470588,13.519393638470588,0,681.70754460780051,0,13.519393638470588,0,1681.7075446077999,0,13.519393638470588,0,2681.7075446077993,0]
["1986-06-03",1986,154,{"$f":"VLOOKUP($A157,Rainfall!$D$3:$Q$10959,Hydrology!$D$1,FALSE)","v":3.3000000479999998},{"$f":"MAX((D157-'Farm data entry'!$D$24)*'Farm data entry'!$D$23,0)*10*'Farm data entry'!$D$10","v":24.700000911999993},{"$f":"AND(C157>='Farm data entry'!$E$15,Hydrology!C157<='Farm data entry'!$E$16)","v":true},24.700000911999993,{"$f":"VLOOKUP($A157,ETo!$A$3:$N$10959,Hydrology!$D$1,FALSE)","v":0.97013340000000003},{"$f":"(H157*'Farm data entry'!$D$25)","v":0.67909337999999997},{"$f":"kc(C157,Kc!$E$9:$H$9,Kc!$I$9:$K$9)","v":0.58235294117647052},0.39547202717647051,{"$f":"K157*10*'Farm data entry'!$E$22","v":7.90944054352941},{"$f":"(L157*'Farm data entry'!$D$14)","v":1.1864160815294114},9.095856625058822,9.095856625058822,0,697.31168889474168,0,9.095856625058822,0,1697.3116888947411,0,9.095856625058822,0,2697.3116888947407,0]
["1986-06-04",1986,155,{"$f":"VLOOKUP($A158,Rainfall!$D$3:$Q$10959,Hydrology!$D$1,FALSE)","v":9.9999999360000008E-2},{"$f":"MAX((D158-'Farm data entry'!$D$24)*'Farm data entry'!$D$23,0)*10*'Farm data entry'!$D$10","v":0},{"$f":"AND(C158>='Farm data entry'!$E$15,Hydrology!C158<='Farm data entry'!$E$16)","v":true},0,{"$f":"VLOOKUP($A158,ETo!$A$3:$N$10959,Hydrology!$D$1,FALSE)","v":2.8127439999999999},{"$f":"(H158*'Farm data entry'!$D$25)","v":1.9689207999999998},{"$f":"kc(C158,Kc!$E$9:$H$9,Kc!$I$9:$K$9)","v":0.58529411764705885},1.1523977623529411,{"$f":"K158*10*'Farm data entry'!$E$22","v":23.047955247058823},{"$f":"(L158*'Farm data entry'!$D$14)","v":3.4571932870588236},26.505148534117648,26.505148534117648,0,670.80654036062401,0,26.505148534117648,0,1670.8065403606236,0,26.505148534117648,0,2670.8065403606229,0]
["1986-06-05",1986,156,{"$f":"VLOOKUP($A159,Rainfall!$D$3:$Q$10959,Hydrology!$D$1,FALSE)","v":0},{"$f":"MAX((D159-'Farm data entry'!$D$24)*'Farm data entry'!$D$23,0)*10*'Farm data entry'!$D$10","v":0},{"$f":"AND(C159>='Farm data entry'!$E$15,Hydrology!C159<='Farm data entry'!$E$16)","v":true},0,{"$f":"VLOOKUP($A159,ETo!$A$3:$N$10959,Hydrology!$D$1,FALSE)","v":2.5778850000000002},{"$f":"(H159*'Farm data entry'!$D$25)","v":1.8045195000000001},{"$f":"kc(C159,Kc!$E$9:$H$9,Kc!$I$9:$K$9)","v":0.58823529411764708},1.0614820588235294,{"$f":"K159*10*'Farm data entry'!$E$22","v":21.229641176470587},{"$f":"(L159*'Farm data entry'!$D$14)","v":3.1844461764705878},24.414087352941173,24.414087352941173,0,646.39245300768289,0,24.414087352941173,0,1646.3924530076824,0,24.414087352941173,0,2646.3924530076815,0]
["1986-06-06",1986,157,{"$f":"VLOOKUP($A160,Rainfall!$D$3:$Q$10959,Hydrology!$D$1,FALSE)","v":0},{"$f":"MAX((D160-'Farm data entry'!$D$24)*'Farm data entry'!$D$23,0)*10*'Farm data entry'!$D$10","v":0},{"$f":"AND(C160>='Farm data entry'!$E$15,Hydrology!C160<='Farm data entry'!$E$16)","v":true},0,{"$f":"VLOOKUP($A160,ETo!$A$3:$N$10959,Hydrology!$D$1,FALSE)","v":2.0900127999999998},{"$f":"(H160*'Farm data entry'!$D$25)","v":1.4630089599999998},{"$f":"kc(C160,Kc!$E$9:$H$9,Kc!$I$9:$K$9)","v":0.5911764705882353},0.86489647341176457,{"$f":"K160*10*'Farm data entry'!$E$22","v":17.297929468235292},{"$f":"(L160*'Farm data entry'!$D$14)","v":2.5946894202352939},19.892618888470587,19.892618888470587,0,626.49983411921232,0,19.892618888470587,0,1626.4998341192118,0,19.892618888470587,0,2626.4998341192108,0]
["1986-06-07",1986,158,{"$f":"VLOOKUP($A161,Rainfall!$D$3:$Q$10959,Hydrology!$D$1,FALSE)","v":0},{"$f":"MAX((D161-'Farm data entry'!$D$24)*'Farm data entry'!$D$23,0)*10*'Farm data entry'!$D$10","v":0},{"$f":"AND(C161>='Farm data entry'!$E$15,Hydrology!C161<='Farm data entry'!$E$16)","v":true},0,{"$f":"VLOOKUP($A161,ETo!$A$3:$N$10959,Hydrology!$D$1,FALSE)","v":3.243201},{"$f":"(H161*'Farm data entry'!$D$25)","v":2.2702407},{"$f":"kc(C161,Kc!$E$9:$H$9,Kc!$I$9:$K$9)","v":0.59411764705882353},1.3487900629411764,{"$f":"K161*10*'Farm data entry'!$E$22","v":26.97580125882353},{"$f":"(L161*'Farm data entry'!$D$14)","v":4.0463701888235297},31.022171447647061,31.022171447647061,0,595.47766267156521,0,31.022171447647061,0,1595.4776626715648,0,31.022171447647061,0,2595.4776626715638,0]
["1986-06-08",1986,159,{"$f":"VLOOKUP($A162,Rainfall!$D$3:$Q$10959,Hydrology!$D$1,FALSE)","v":0},{"$f":"MAX((D162-'Farm data entry'!$D$24)*'Farm data entry'!$D$23,0)*10*'Farm data entry'!$D$10","v":0},{"$f":"AND(C162>='Farm data entry'!$E$15,Hydrology!C162<='Farm data entry'!$E$16)","v":true},0,{"$f":"VLOOKUP($A162,ETo!$A$3:$N$10959,Hydrology!$D$1,FALSE)","v":2.8309093000000001},{"$f":"(H162*'Farm data entry'!$D$25)","v":1.98163651},{"$f":"kc(C162,Kc!$E$9:$H$9,Kc!$I$9:$K$9)","v":0.59705882352941175},1.1831535633235293,{"$f":"K162*10*'Farm data entry'!$E$22","v":23.663071266470585},{"$f":"(L162*'Farm data entry'!$D$14)","v":3.5494606899705876},27.212531956441172,27.212531956441172,0,568.26513071512409,0,27.212531956441172,0,1568.2651307151236,0,27.212531956441172,0,2568.2651307151227,0]
["1986-06-09",1986,160,{"$f":"VLOOKUP($A163,Rainfall!$D$3:$Q$10959,Hydrology!$D$1,FALSE)","v":0},{"$f":"MAX((D163-'Farm data entry'!$D$24)*'Farm data entry'!$D$23,0)*10*'Farm data entry'!$D$10","v":0},{"$f":"AND(C163>='Farm data entry'!$E$15,Hydrology!C163<='Farm data entry'!$E$16)","v":true},0,{"$f":"VLOOKUP($A163,ETo!$A$3:$N$10959,Hydrology!$D$1,FALSE)","v":1.9224935000000001},{"$f":"(H163*'Farm data entry'!$D$25)","v":1.3457454499999999},{"$f":"kc(C163,Kc!$E$9:$H$9,Kc!$I$9:$K$9)","v":0.60000000000000009},0.80744727000000005,{"$f":"K163*10*'Farm data entry'!$E$22","v":16.148945400000002},{"$f":"(L163*'Farm data entry'!$D$14)","v":2.4223418100000003},18.571287210000001,18.571287210000001,0,549.69384350512405,0,18.571287210000001,0,1549.6938435051236,0,18.571287210000001,0,2549.6938435051229,0]
["1986-06-10",1986,161,{"$f":"VLOOKUP($A164,Rainfall!$D$3:$Q$10959,Hydrology!$D$1,FALSE)","v":6.3999996479999997},{"$f":"MAX((D164-'Farm data entry'!$D$24)*'Farm data entry'!$D$23,0)*10*'Farm data entry'!$D$10","v":83.599993311999995},{"$f":"AND(C164>='Farm data entry'!$E$15,Hydrology!C164<='Farm data entry'!$E$16)","v":true},83.599993311999995,{"$f":"VLOOKUP($A164,ETo!$A$3:$N$10959,Hydrology!$D$1,FALSE)","v":2.2204008000000002},{"$f":"(H164*'Farm data entry'!$D$25)","v":1.55428056},{"$f":"kc(C164,Kc!$E$9:$H$9,Kc!$I$9:$K$9)","v":0.6029411764705882},0.9371397494117647,{"$f":"K164*10*'Farm data entry'!$E$22","v":18.742794988235293},{"$f":"(L164*'Farm data entry'!$D$14)","v":2.811419248235294},21.554214236470585,21.554214236470585,0,611.73962258065353,0,21.554214236470585,0,1611.7396225806528,0,21.554214236470585,0,2611.7396225806524,0]
["1986-06-11",1986,162,{"$f":"VLOOKUP($A165,Rainfall!$D$3:$Q$10959,Hydrology!$D$1,FALSE)","v":2.7},{"$f":"MAX((D165-'Farm data entry'!$D$24)*'Farm data entry'!$D$23,0)*10*'Farm data entry'!$D$10","v":13.300000000000002},{"$f":"AND(C165>='Farm data entry'!$E$15,Hydrology!C165<='Farm data entry'!$E$16)","v":true},13.300000000000002,{"$f":"VLOOKUP($A165,ETo!$A$3:$N$10959,Hydrology!$D$1,FALSE)","v":2.140641},{"$f":"(H165*'Farm data entry'!$D$25)","v":1.4984487},{"$f":"kc(C165,Kc!$E$9:$H$9,Kc!$I$9:$K$9)","v":0.60588235294117654},0.90788362411764711,{"$f":"K165*10*'Farm data entry'!$E$22","v":18.157672482352943},{"$f":"(L165*'Farm data entry'!$D$14)","v":2.7236508723529416},20.881323354705884,20.881323354705884,0,604.15829922594764,0,20.881323354705884,0,1604.1582992259468,0,20.881323354705884,0,2604.1582992259468,0]
["1986-06-12",1986,163,{"$f":"VLOOKUP($A166,Rainfall!$D$3:$Q$10959,Hydrology!$D$1,FALSE)","v":0},{"$f":"MAX((D166-'Farm data entry'!$D$24)*'Farm data entry'!$D$23,0)*10*'Farm data entry'!$D$10","v":0},{"$f":"AND(C166>='Farm data entry'!$E$15,Hydrology!C166<='Farm data entry'!$E$16)","v":true},0,{"$f":"VLOOKUP($A166,ETo!$A$3:$N$10959,Hydrology!$D$1,FALSE)","v":3.0787040000000001},{"$f":"(H166*'Farm data entry'!$D$25)","v":2.1550927999999998},{"$f":"kc(C166,Kc!$E$9:$H$9,Kc!$I$9:$K$9)","v":0.60882352941176465},1.312071204705882,{"$f":"K166*10*'Farm data entry'!$E$22","v":26.24142409411764},{"$f":"(L166*'Farm data entry'!$D$14)","v":3.936213614117646},30.177637708235288,30.177637708235288,0,573.98066151771241,0,30.177637708235288,0,1573.9806615177115,0,30.177637708235288,0,2573.9806615177117,0]
["1986-06-13",1986,164,{"$f":"VLOOKUP($A167,Rainfall!$D$3:$Q$10959,Hydrology!$D$1,FALSE)","v":0},{"$f":"MAX((D167-'Farm data entry'!$D$24)*'Farm data entry'!$D$23,0)*10*'Farm data entry'!$D$10","v":0},{"$f":"AND(C167>='Farm data entry'!$E$15,Hydrology!C167<='Farm data entry'!$E$16)","v":true},0,{"$f":"VLOOKUP($A167,ETo!$A$3:$N$10959,Hydrology!$D$1,FALSE)","v":3.5188997},{"$f":"(H167*'Farm data entry'!$D$25)","v":2.4632297899999998},{"$f":"kc(C167,Kc!$E$9:$H$9,Kc!$I$9:$K$9)","v":0.61176470588235299},1.506917048,{"$f":"K167*10*'Farm data entry'!$E$22","v":30.138340960000001},{"$f":"(L167*'Farm data entry'!$D$14)","v":4.5207511440000001},34.659092104000003,34.659092104000003,0,539.32156941371238,0,34.659092104000003,0,1539.3215694137116,0,34.659092104000003,0,2539.3215694137116,0]
["1986-06-14",1986,165,{"$f":"VLOOKUP($A168,Rainfall!$D$3:$Q$10959,Hydrology!$D$1,FALSE)","v":0},{"$f":"MAX((D168-'Farm data entry'!$D$24)*'Farm data entry'!$D$23,0)*10*'Farm data entry'!$D$10","v":0},{"$f":"AND(C168>='Farm data entry'!$E$15,Hydrology!C168<='Farm data entry'!$E$16)","v":true},0,{"$f":"VLOOKUP($A168,ETo!$A$3:$N$10959,Hydrology!$D$1,FALSE)","v":4.1651115000000001},{"$f":"(H168*'Farm data entry'!$D$25)","v":2.9155780499999997},{"$f":"kc(C168,Kc!$E$9:$H$9,Kc!$I$9:$K$9)","v":0.61470588235294121},1.7922229777941177,{"$f":"K168*10*'Farm data entry'!$E$22","v":35.844459555882352},{"$f":"(L168*'Farm data entry'!$D$14)","v":5.3766689333823523},41.221128489264707,41.221128489264707,0,498.1004409244477,0,41.221128489264707,0,1498.100440924447,0,41.221128489264707,0,2498.100440924447,0]
["1986-06-15",1986,166,{"$f":"VLOOKUP($A169,Rainfall!$D$3:$Q$10959,Hydrology!$D$1,FALSE)","v":0},{"$f":"MAX((D169-'Farm data entry'!$D$24)*'Farm data entry'!$D$23,0)*10*'Farm data entry'!$D$10","v":0},{"$f":"AND(C169>='Farm data entry'!$E$15,Hydrology!C169<='Farm data entry'!$E$16)","v":true},0,{"$f":"VLOOKUP($A169,ETo!$A$3:$N$10959,Hydrology!$D$1,FALSE)","v":4.3034716},{"$f":"(H169*'Farm data entry'!$D$25)","v":3.0124301199999999},{"$f":"kc(C169,Kc!$E$9:$H$9,Kc!$I$9:$K$9)","v":0.61764705882352944},1.8606186035294117,{"$f":"K169*10*'Farm data entry'!$E$22","v":37.212372070588231},{"$f":"(L169*'Farm data entry'!$D$14)","v":5.5818558105882348},42.794227881176468,42.794227881176468,0,455.30621304327121,0,42.794227881176468,0,1455.3062130432704,0,42.794227881176468,0,2455.3062130432704,0]
["1986-06-16",1986,167,{"$f":"VLOOKUP($A170,Rainfall!$D$3:$Q$10959,Hydrology!$D$1,FALSE)","v":0},{"$f":"MAX((D170-'Farm data entry'!$D$24)*'Farm data entry'!$D$23,0)*10*'Farm data entry'!$D$10","v":0},{"$f":"AND(C170>='Farm data entry'!$E$15,Hydrology!C170<='Farm data entry'!$E$16)","v":true},0,{"$f":"VLOOKUP($A170,ETo!$A$3:$N$10959,Hydrology!$D$1,FALSE)","v":4.1749853999999997},{"$f":"(H170*'Farm data entry'!$D$25)","v":2.9224897799999998},{"$f":"kc(C170,Kc!$E$9:$H$9,Kc!$I$9:$K$9)","v":0.62058823529411766},1.8136627752352941,{"$f":"K170*10*'Farm data entry'!$E$22","v":36.27325550470588},{"$f":"(L170*'Farm data entry'!$D$14)","v":5.4409883257058818},41.71424383041176,41.71424383041176,0,413.59196921285945,0,41.71424383041176,0,1413.5919692128587,0,41.71424383041176,0,2413.5919692128587,0]
["1986-06-17",1986,168,{"$f":"VLOOKUP($A171,Rainfall!$D$3:$Q$10959,Hydrology!$D$1,FALSE)","v":0},{"$f":"MAX((D171-'Farm data entry'!$D$24)*'Farm data entry'!$D$23,0)*10*'Farm data entry'!$D$10","v":0},{"$f":"AND(C171>='Farm data entry'!$E$15,Hydrology!C171<='Farm data entry'!$E$16)","v":true},0,{"$f":"VLOOKUP($A171,ETo!$A$3:$N$10959,Hydrology!$D$1,FALSE)","v":3.1089099999999998},{"$f":"(H171*'Farm data entry'!$D$25)","v":2.1762369999999995},{"$f":"kc(C171,Kc!$E$9:$H$9,Kc!$I$9:$K$9)","v":0.62352941176470589},1.356947776470588,{"$f":"K171*10*'Farm data entry'!$E$22","v":27.13895552941176},{"$f":"(L171*'Farm data entry'!$D$14)","v":4.0708433294117636},31.209798858823525,31.209798858823525,0,382.38217035403591,0,31.209798858823525,0,1382.3821703540352,0,31.209798858823525,0,2382.3821703540352,0]
["1986-06-18",1986,169,{"$f":"VLOOKUP($A172,Rainfall!$D$3:$Q$10959,Hydrology!$D$1,FALSE)","v":0},{"$f":"MAX((D172-'Farm data entry'!$D$24)*'Farm data entry'!$D$23,0)*10*'Farm data entry'!$D$10","v":0},{"$f":"AND(C172>='Farm data entry'!$E$15,Hydrology!C172<='Farm data entry'!$E$16)","v":true},0,{"$f":"VLOOKUP($A172,ETo!$A$3:$N$10959,Hydrology!$D$1,FALSE)","v":3.8439372000000001},{"$f":"(H172*'Farm data entry'!$D$25)","v":2.6907560399999997},{"$f":"kc(C172,Kc!$E$9:$H$9,Kc!$I$9:$K$9)","v":0.62647058823529411},1.6856795191764704,{"$f":"K172*10*'Farm data entry'!$E$22","v":33.713590383529407},{"$f":"(L172*'Farm data entry'!$D$14)","v":5.0570385575294106},38.770628941058817,38.770628941058817,0,343.61154141297709,0,38.770628941058817,0,1343.6115414129763,0,38.770628941058817,0,2343.6115414129763,0]
["1986-06-19",1986,170,{"$f":"VLOOKUP($A173,Rainfall!$D$3:$Q$10959,Hydrology!$D$1,FALSE)","v":0},{"$f":"MAX((D173-'Farm data entry'!$D$24)*'Farm data entry'!$D$23,0)*10*'Farm data entry'!$D$10","v":0},{"$f":"AND(C173>='Farm data entry'!$E$15,Hydrology!C173<='Farm data entry'!$E$16)","v":true},0,{"$f":"VLOOKUP($A173,ETo!$A$3:$N$10959,Hydrology!$D$1,FALSE)","v":3.7435399999999999},{"$f":"(H173*'Farm data entry'!$D$25)","v":2.6204779999999999},{"$f":"kc(C173,Kc!$E$9:$H$9,Kc!$I$9:$K$9)","v":0.62941176470588234},1.6493596823529411,{"$f":"K173*10*'Farm data entry'!$E$22","v":32.987193647058824},{"$f":"(L173*'Farm data entry'!$D$14)","v":4.9480790470588234},37.93527269411765,37.93527269411765,0,305.67626871885943,0,37.93527269411765,0,1305.6762687188586,0,37.93527269411765,0,2305.6762687188589,0]
["1986-06-20",1986,171,{"$f":"VLOOKUP($A174,Rainfall!$D$3:$Q$10959,Hydrology!$D$1,FALSE)","v":0},{"$f":"MAX((D174-'Farm data entry'!$D$24)*'Farm data entry'!$D$23,0)*10*'Farm data entry'!$D$10","v":0},{"$f":"AND(C174>='Farm data entry'!$E$15,Hydrology!C174<='Farm data entry'!$E$16)","v":true},0,{"$f":"VLOOKUP($A174,ETo!$A$3:$N$10959,Hydrology!$D$1,FALSE)","v":2.9803920000000002},{"$f":"(H174*'Farm data entry'!$D$25)","v":2.0862744000000002},{"$f":"kc(C174,Kc!$E$9:$H$9,Kc!$I$9:$K$9)","v":0.63235294117647056},1.3192617529411765,{"$f":"K174*10*'Farm data entry'!$E$22","v":26.385235058823532},{"$f":"(L174*'Farm data entry'!$D$14)","v":3.9577852588235296},30.343020317647063,30.343020317647063,0,275.33324840121236,0,30.343020317647063,0,1275.3332484012117,0,30.343020317647063,0,2275.3332484012117,0]
["1986-06-21",1986,172,{"$f":"VLOOKUP($A175,Rainfall!$D$3:$Q$10959,Hydrology!$D$1,FALSE)","v":0.70000001280000002},{"$f":"MAX((D175-'Farm data entry'!$D$24)*'Farm data entry'!$D$23,0)*10*'Farm data entry'!$D$10","v":0},{"$f":"AND(C175>='Farm data entry'!$E$15,Hydrology!C175<='Farm data entry'!$E$16)","v":true},0,{"$f":"VLOOKUP($A175,ETo!$A$3:$N$10959,Hydrology!$D$1,FALSE)","v":3.5813495999999998},{"$f":"(H175*'Farm data entry'!$D$25)","v":2.5069447199999999},{"$f":"kc(C175,Kc!$E$9:$H$9,Kc!$I$9:$K$9)","v":0.63529411764705879},1.5926472338823527,{"$f":"K175*10*'Farm data entry'!$E$22","v":31.852944677647056},{"$f":"(L175*'Farm data entry'!$D$14)","v":4.777941701647058},36.630886379294111,36.630886379294111,0,238.70236202191825,0,36.630886379294111,0,1238.7023620219175,0,36.630886379294111,0,2238.7023620219175,0]
["1986-06-22",1986,173,{"$f":"VLOOKUP($A176,Rainfall!$D$3:$Q$10959,Hydrology!$D$1,FALSE)","v":0.49999999680000001},{"$f":"MAX((D176-'Farm data entry'!$D$24)*'Farm data entry'!$D$23,0)*10*'Farm data entry'!$D$10","v":0},{"$f":"AND(C176>='Farm data entry'!$E$15,Hydrology!C176<='Farm data entry'!$E$16)","v":true},0,{"$f":"VLOOKUP($A176,ETo!$A$3:$N$10959,Hydrology!$D$1,FALSE)","v":1.4287057000000001},{"$f":"(H176*'Farm data entry'!$D$25)","v":1.0000939900000001},{"$f":"kc(C176,Kc!$E$9:$H$9,Kc!$I$9:$K$9)","v":0.63823529411764701},0.63829528185294115,{"$f":"K176*10*'Farm data entry'!$E$22","v":12.765905637058824},{"$f":"(L176*'Farm data entry'!$D$14)","v":1.9148858455588234},14.680791482617646,14.680791482617646,0,224.0215705393006,0,14.680791482617646,0,1224.0215705392998,0,14.680791482617646,0,2224.0215705392998,0]
["1986-06-23",1986,174,{"$f":"VLOOKUP($A177,Rainfall!$D$3:$Q$10959,Hydrology!$D$1,FALSE)","v":0.60000000480000004},{"$f":"MAX((D177-'Farm data entry'!$D$24)*'Farm data entry'!$D$23,0)*10*'Farm data entry'!$D$10","v":0},{"$f":"AND(C177>='Farm data entry'!$E$15,Hydrology!C177<='Farm data entry'!$E$16)","v":true},0,{"$f":"VLOOKUP($A177,ETo!$A$3:$N$10959,Hydrology!$D$1,FALSE)","v":1.6852787},{"$f":"(H177*'Farm data entry'!$D$25)","v":1.1796950899999998},{"$f":"kc(C177,Kc!$E$9:$H$9,Kc!$I$9:$K$9)","v":0.64117647058823524},0.75639273417647046,{"$f":"K177*10*'Farm data entry'!$E$22","v":15.12785468352941},{"$f":"(L177*'Farm data entry'!$D$14)","v":2.2691782025294116},17.39703288605882,17.39703288605882,0,206.62453765324179,0,17.39703288605882,0,1206.6245376532408,0,17.39703288605882,0,2206.6245376532411,0]
["1986-06-24",1986,175,{"$f":"VLOOKUP($A178,Rainfall!$D$3:$Q$10959,Hydrology!$D$1,FALSE)","v":0},{"$f":"MAX((D178-'Farm data entry'!$D$24)*'Farm data entry'!$D$23,0)*10*'Farm data entry'!$D$10","v":0},{"$f":"AND(C178>='Farm data entry'!$E$15,Hydrology!C178<='Farm data entry'!$E$16)","v":true},0,{"$f":"VLOOKUP($A178,ETo!$A$3:$N$10959,Hydrology!$D$1,FALSE)","v":3.0616192999999998},{"$f":"(H178*'Farm data entry'!$D$25)","v":2.1431335099999997},{"$f":"kc(C178,Kc!$E$9:$H$9,Kc!$I$9:$K$9)","v":0.64411764705882346},1.3804301137941173,{"$f":"K178*10*'Farm data entry'!$E$22","v":27.608602275882347},{"$f":"(L178*'Farm data entry'!$D$14)","v":4.1412903413823523},31.749892617264699,31.749892617264699,0,174.8746450359771,0,31.749892617264699,0,1174.8746450359761,0,31.749892617264699,0,2174.8746450359763,0]
["1986-06-25",1986,176,{"$f":"VLOOKUP($A179,Rainfall!$D$3:$Q$10959,Hydrology!$D$1,FALSE)","v":0},{"$f":"MAX((D179-'Farm data entry'!$D$24)*'Farm data entry'!$D$23,0)*10*'Farm data entry'!$D$10","v":0},{"$f":"AND(C179>='Farm data entry'!$E$15,Hydrology!C179<='Farm data entry'!$E$16)","v":true},0,{"$f":"VLOOKUP($A179,ETo!$A$3:$N$10959,Hydrology!$D$1,FALSE)","v":3.8433763999999999},{"$f":"(H179*'Farm data entry'!$D$25)","v":2.6903634799999998},{"$f":"kc(C179,Kc!$E$9:$H$9,Kc!$I$9:$K$9)","v":0.6470588235294118},1.7408234282352941,{"$f":"K179*10*'Farm data entry'!$E$22","v":34.816468564705886},{"$f":"(L179*'Farm data entry'!$D$14)","v":5.2224702847058824},40.038938849411771,40.038938849411771,0,134.83570618656532,0,40.038938849411771,0,1134.8357061865643,0,40.038938849411771,0,2134.8357061865645,0]
["1986-06-26",1986,177,{"$f":"VLOOKUP($A180,Rainfall!$D$3:$Q$10959,Hydrology!$D$1,FALSE)","v":0},{"$f":"MAX((D180-'Farm data entry'!$D$24)*'Farm data entry'!$D$23,0)*10*'Farm data entry'!$D$10","v":0},{"$f":"AND(C180>='Farm data entry'!$E$15,Hydrology!C180<='Farm data entry'!$E$16)","v":true},0,{"$f":"VLOOKUP($A180,ETo!$A$3:$N$10959,Hydrology!$D$1,FALSE)","v":4.0900020000000001},{"$f":"(H180*'Farm data entry'!$D$25)","v":2.8630013999999999},{"$f":"kc(C180,Kc!$E$9:$H$9,Kc!$I$9:$K$9)","v":0.65},1.8609509099999999,{"$f":"K180*10*'Farm data entry'!$E$22","v":37.219018200000001},{"$f":"(L180*'Farm data entry'!$D$14)","v":5.5828527299999999},42.80187093,42.80187093,0,92.033835256565311,0,42.80187093,0,1092.0338352565643,0,42.80187093,0,2092.0338352565645,0]
["1986-06-27",1986,178,{"$f":"VLOOKUP($A181,Rainfall!$D$3:$Q$10959,Hydrology!$D$1,FALSE)","v":0},{"$f":"MAX((D181-'Farm data entry'!$D$24)*'Farm data entry'!$D$23,0)*10*'Farm data entry'!$D$10","v":0},{"$f":"AND(C181>='Farm data entry'!$E$15,Hydrology!C181<='Farm data entry'!$E$16)","v":true},0,{"$f":"VLOOKUP($A181,ETo!$A$3:$N$10959,Hydrology!$D$1,FALSE)","v":4.9150159999999996},{"$f":"(H181*'Farm data entry'!$D$25)","v":3.4405111999999995},{"$f":"kc(C181,Kc!$E$9:$H$9,Kc!$I$9:$K$9)","v":0.65294117647058825},2.2464514305882348,{"$f":"K181*10*'Farm data entry'!$E$22","v":44.929028611764693},{"$f":"(L181*'Farm data entry'!$D$14)","v":6.7393542917647036},51.668382903529398,51.668382903529398,0,40.365452353035913,0,51.668382903529398,0,1040.3654523530349,0,51.668382903529398,0,2040.3654523530352,0]
["1986-06-28",1986,179,{"$f":"VLOOKUP($A182,Rainfall!$D$3:$Q$10959,Hydrology!$D$1,FALSE)","v":0},{"$f":"MAX((D182-'Farm data entry'!$D$24)*'Farm data entry'!$D$23,0)*10*'Farm data entry'!$D$10","v":0},{"$f":"AND(C182>='Farm data entry'!$E$15,Hydrology!C182<='Farm data entry'!$E$16)","v":true},0,{"$f":"VLOOKUP($A182,ETo!$A$3:$N$10959,Hydrology!$D$1,FALSE)","v":4.9239883000000004},{"$f":"(H182*'Farm data entry'!$D$25)","v":3.4467918100000001},{"$f":"kc(C182,Kc!$E$9:$H$9,Kc!$I$9:$K$9)","v":0.65588235294117647},2.2606899224411765,{"$f":"K182*10*'Farm data entry'!$E$22","v":45.213798448823532},{"$f":"(L182*'Farm data entry'!$D$14)","v":6.78206976732353},51.995868216147059,40.365452353035913,0,0,11.630415863111146,51.995868216147059,0,988.36958413688785,0,51.995868216147059,0,1988.3695841368881,0]
["1986-06-29",1986,180,{"$f":"VLOOKUP($A183,Rainfall!$D$3:$Q$10959,Hydrology!$D$1,FALSE)","v":0},{"$f":"MAX((D183-'Farm data entry'!$D$24)*'Farm data entry'!$D$23,0)*10*'Farm data entry'!$D$10","v":0},{"$f":"AND(C183>='Farm data entry'!$E$15,Hydrology!C183<='Farm data entry'!$E$16)","v":true},0,{"$f":"VLOOKUP($A183,ETo!$A$3:$N$10959,Hydrology!$D$1,FALSE)","v":4.8185900000000004},{"$f":"(H183*'Farm data entry'!$D$25)","v":3.3730130000000003},{"$f":"kc(C183,Kc!$E$9:$H$9,Kc!$I$9:$K$9)","v":0.6588235294117647},2.2222203294117651,{"$f":"K183*10*'Farm data entry'!$E$22","v":44.444406588235303},{"$f":"(L183*'Farm data entry'!$D$14)","v":6.6666609882352956},51.111067576470596,0,0,0,51.111067576470596,51.111067576470596,0,937.25851656041721,0,51.111067576470596,0,1937.2585165604175,0]
["1986-06-30",1986,181,{"$f":"VLOOKUP($A184,Rainfall!$D$3:$Q$10959,Hydrology!$D$1,FALSE)","v":0},{"$f":"MAX((D184-'Farm data entry'!$D$24)*'Farm data entry'!$D$23,0)*10*'Farm data entry'!$D$10","v":0},{"$f":"AND(C184>='Farm data entry'!$E$15,Hydrology!C184<='Farm data entry'!$E$16)","v":true},0,{"$f":"VLOOKUP($A184,ETo!$A$3:$N$10959,Hydrology!$D$1,FALSE)","v":4.160018},{"$f":"(H184*'Farm data entry'!$D$25)","v":2.9120125999999997},{"$f":"kc(C184,Kc!$E$9:$H$9,Kc!$I$9:$K$9)","v":0.66176470588235292},1.9270671617647057,{"$f":"K184*10*'Farm data entry'!$E$22","v":38.541343235294114},{"$f":"(L184*'Farm data entry'!$D$14)","v":5.7812014852941171},44.322544720588233,0,0,0,44.322544720588233,44.322544720588233,0,892.93597183982899,0,44.322544720588233,0,1892.9359718398293,0]
["1986-07-01",1986,182,{"$f":"VLOOKUP($A185,Rainfall!$D$3:$Q$10959,Hydrology!$D$1,FALSE)","v":0},{"$f":"MAX((D185-'Farm data entry'!$D$24)*'Farm data entry'!$D$23,0)*10*'Farm data entry'!$D$10","v":0},{"$f":"AND(C185>='Farm data entry'!$E$15,Hydrology!C185<='Farm data entry'!$E$16)","v":true},0,{"$f":"VLOOKUP($A185,ETo!$A$3:$N$10959,Hydrology!$D$1,FALSE)","v":4.1807694},{"$f":"(H185*'Farm data entry'!$D$25)","v":2.9265385799999999},{"$f":"kc(C185,Kc!$E$9:$H$9,Kc!$I$9:$K$9)","v":0.66470588235294115},1.9452874090588235,{"$f":"K185*10*'Farm data entry'!$E$22","v":38.90574818117647},{"$f":"(L185*'Farm data entry'!$D$14)","v":5.8358622271764702},44.74161040835294,0,0,0,44.74161040835294,44.74161040835294,0,848.19436143147607,0,44.74161040835294,0,1848.1943614314764,0]
["1986-07-02",1986,183,{"$f":"VLOOKUP($A186,Rainfall!$D$3:$Q$10959,Hydrology!$D$1,FALSE)","v":5.4},{"$f":"MAX((D186-'Farm data entry'!$D$24)*'Farm data entry'!$D$23,0)*10*'Farm data entry'!$D$10","v":64.599999999999994},{"$f":"AND(C186>='Farm data entry'!$E$15,Hydrology!C186<='Farm data entry'!$E$16)","v":true},64.599999999999994,{"$f":"VLOOKUP($A186,ETo!$A$3:$N$10959,Hydrology!$D$1,FALSE)","v":3.9641403999999998},{"$f":"(H186*'Farm data entry'!$D$25)","v":2.7748982799999995},{"$f":"kc(C186,Kc!$E$9:$H$9,Kc!$I$9:$K$9)","v":0.66764705882352937},1.85265267517647,{"$f":"K186*10*'Farm data entry'!$E$22","v":37.053053503529398},{"$f":"(L186*'Farm data entry'!$D$14)","v":5.5579580255294099},42.611011529058807,42.611011529058807,0,21.988988470941187,0,42.611011529058807,0,870.18334990241726,0,42.611011529058807,0,1870.1833499024176,0]
["1986-07-03",1986,184,{"$f":"VLOOKUP($A187,Rainfall!$D$3:$Q$10959,Hydrology!$D$1,FALSE)","v":0},{"$f":"MAX((D187-'Farm data entry'!$D$24)*'Farm data entry'!$D$23,0)*10*'Farm data entry'!$D$10","v":0},{"$f":"AND(C187>='Farm data entry'!$E$15,Hydrology!C187<='Farm data entry'!$E$16)","v":true},0,{"$f":"VLOOKUP($A187,ETo!$A$3:$N$10959,Hydrology!$D$1,FALSE)","v":4.3233050000000004},{"$f":"(H187*'Farm data entry'!$D$25)","v":3.0263135000000001},{"$f":"kc(C187,Kc!$E$9:$H$9,Kc!$I$9:$K$9)","v":0.67058823529411771},2.0294102294117651,{"$f":"K187*10*'Farm data entry'!$E$22","v":40.5882045882353},{"$f":"(L187*'Farm data entry'!$D$14)","v":6.0882306882352948},46.676435276470592,21.988988470941187,0,0,24.687446805529405,46.676435276470592,0,823.50691462594671,0,46.676435276470592,0,1823.506914625947,0]
["1986-07-04",1986,185,{"$f":"VLOOKUP($A188,Rainfall!$D$3:$Q$10959,Hydrology!$D$1,FALSE)","v":4.5999999360000006},{"$f":"MAX((D188-'Farm data entry'!$D$24)*'Farm data entry'!$D$23,0)*10*'Farm data entry'!$D$10","v":49.399998784000012},{"$f":"AND(C188>='Farm data entry'!$E$15,Hydrology!C188<='Farm data entry'!$E$16)","v":true},49.399998784000012,{"$f":"VLOOKUP($A188,ETo!$A$3:$N$10959,Hydrology!$D$1,FALSE)","v":2.7755177},{"$f":"(H188*'Farm data entry'!$D$25)","v":1.9428623899999999},{"$f":"kc(C188,Kc!$E$9:$H$9,Kc!$I$9:$K$9)","v":0.67352941176470593},1.3085749626764707,{"$f":"K188*10*'Farm data entry'!$E$22","v":26.171499253529412},{"$f":"(L188*'Farm data entry'!$D$14)","v":3.9257248880294116},30.097224141558822,30.097224141558822,0,19.302774642441189,0,30.097224141558822,0,842.80968926838784,0,30.097224141558822,0,1842.8096892683882,0]
["1986-07-05",1986,186,{"$f":"VLOOKUP($A189,Rainfall!$D$3:$Q$10959,Hydrology!$D$1,FALSE)","v":4.5999999360000006},{"$f":"MAX((D189-'Farm data entry'!$D$24)*'Farm data entry'!$D$23,0)*10*'Farm data entry'!$D$10","v":49.399998784000012},{"$f":"AND(C189>='Farm data entry'!$E$15,Hydrology!C189<='Farm data entry'!$E$16)","v":true},49.399998784000012,{"$f":"VLOOKUP($A189,ETo!$A$3:$N$10959,Hydrology!$D$1,FALSE)","v":1.3188747000000001},{"$f":"(H189*'Farm data entry'!$D$25)","v":0.92321228999999994},{"$f":"kc(C189,Kc!$E$9:$H$9,Kc!$I$9:$K$9)","v":0.67647058823529416},0.6245259608823529,{"$f":"K189*10*'Farm data entry'!$E$22","v":12.490519217647059},{"$f":"(L189*'Farm data entry'!$D$14)","v":1.8735778826470586},14.364097100294117,14.364097100294117,0,54.33867632614708,0,14.364097100294117,0,877.84559095209374,0,14.364097100294117,0,1877.845590952094,0]
["1986-07-06",1986,187,{"$f":"VLOOKUP($A190,Rainfall!$D$3:$Q$10959,Hydrology!$D$1,FALSE)","v":9.9999999360000008E-2},{"$f":"MAX((D190-'Farm data entry'!$D$24)*'Farm data entry'!$D$23,0)*10*'Farm data entry'!$D$10","v":0},{"$f":"AND(C190>='Farm data entry'!$E$15,Hydrology!C190<='Farm data entry'!$E$16)","v":true},0,{"$f":"VLOOKUP($A190,ETo!$A$3:$N$10959,Hydrology!$D$1,FALSE)","v":2.8105074999999999},{"$f":"(H190*'Farm data entry'!$D$25)","v":1.9673552499999998},{"$f":"kc(C190,Kc!$E$9:$H$9,Kc!$I$9:$K$9)","v":0.67941176470588238},1.3366443022058823,{"$f":"K190*10*'Farm data entry'!$E$22","v":26.732886044117645},{"$f":"(L190*'Farm data entry'!$D$14)","v":4.0099329066176468},30.742818950735291,30.742818950735291,0,23.595857375411789,0,30.742818950735291,0,847.1027720013584,0,30.742818950735291,0,1847.1027720013587,0]
["1986-07-07",1986,188,{"$f":"VLOOKUP($A191,Rainfall!$D$3:$Q$10959,Hydrology!$D$1,FALSE)","v":0},{"$f":"MAX((D191-'Farm data entry'!$D$24)*'Farm data entry'!$D$23,0)*10*'Farm data entry'!$D$10","v":0},{"$f":"AND(C191>='Farm data entry'!$E$15,Hydrology!C191<='Farm data entry'!$E$16)","v":true},0,{"$f":"VLOOKUP($A191,ETo!$A$3:$N$10959,Hydrology!$D$1,FALSE)","v":2.5974306999999999},{"$f":"(H191*'Farm data entry'!$D$25)","v":1.8182014899999999},{"$f":"kc(C191,Kc!$E$9:$H$9,Kc!$I$9:$K$9)","v":0.68235294117647061},1.2406551343529411,{"$f":"K191*10*'Farm data entry'!$E$22","v":24.813102687058823},{"$f":"(L191*'Farm data entry'!$D$14)","v":3.7219654030588232},28.535068090117647,23.595857375411789,0,0,4.9392107147058582,28.535068090117647,0,818.56770391124076,0,28.535068090117647,0,1818.5677039112411,0]
["1986-07-08",1986,189,{"$f":"VLOOKUP($A192,Rainfall!$D$3:$Q$10959,Hydrology!$D$1,FALSE)","v":2.7},{"$f":"MAX((D192-'Farm data entry'!$D$24)*'Farm data entry'!$D$23,0)*10*'Farm data entry'!$D$10","v":13.300000000000002},{"$f":"AND(C192>='Farm data entry'!$E$15,Hydrology!C192<='Farm data entry'!$E$16)","v":true},13.300000000000002,{"$f":"VLOOKUP($A192,ETo!$A$3:$N$10959,Hydrology!$D$1,FALSE)","v":2.4182990000000002},{"$f":"(H192*'Farm data entry'!$D$25)","v":1.6928093},{"$f":"kc(C192,Kc!$E$9:$H$9,Kc!$I$9:$K$9)","v":0.68529411764705883},1.1600722555882352,{"$f":"K192*10*'Farm data entry'!$E$22","v":23.201445111764706},{"$f":"(L192*'Farm data entry'!$D$14)","v":3.4802167667647059},26.681661878529411,13.300000000000002,0,0,13.381661878529409,26.681661878529411,0,805.18604203271127,0,26.681661878529411,0,1805.1860420327116,0]
["1986-07-09",1986,190,{"$f":"VLOOKUP($A193,Rainfall!$D$3:$Q$10959,Hydrology!$D$1,FALSE)","v":0},{"$f":"MAX((D193-'Farm data entry'!$D$24)*'Farm data entry'!$D$23,0)*10*'Farm data entry'!$D$10","v":0},{"$f":"AND(C193>='Farm data entry'!$E$15,Hydrology!C193<='Farm data entry'!$E$16)","v":true},0,{"$f":"VLOOKUP($A193,ETo!$A$3:$N$10959,Hydrology!$D$1,FALSE)","v":2.4870138000000002},{"$f":"(H193*'Farm data entry'!$D$25)","v":1.74090966},{"$f":"kc(C193,Kc!$E$9:$H$9,Kc!$I$9:$K$9)","v":0.68823529411764706},1.1981554718823531,{"$f":"K193*10*'Farm data entry'!$E$22","v":23.963109437647063},{"$f":"(L193*'Farm data entry'!$D$14)","v":3.5944664156470592},27.557575853294122,0,0,0,27.557575853294122,27.557575853294122,0,777.62846617941716,0,27.557575853294122,0,1777.6284661794175,0]
["1986-07-10",1986,191,{"$f":"VLOOKUP($A194,Rainfall!$D$3:$Q$10959,Hydrology!$D$1,FALSE)","v":6.2999997695999994},{"$f":"MAX((D194-'Farm data entry'!$D$24)*'Farm data entry'!$D$23,0)*10*'Farm data entry'!$D$10","v":81.699995622399996},{"$f":"AND(C194>='Farm data entry'!$E$15,Hydrology!C194<='Farm data entry'!$E$16)","v":true},81.699995622399996,{"$f":"VLOOKUP($A194,ETo!$A$3:$N$10959,Hydrology!$D$1,FALSE)","v":3.1829738999999999},{"$f":"(H194*'Farm data entry'!$D$25)","v":2.22808173},{"$f":"kc(C194,Kc!$E$9:$H$9,Kc!$I$9:$K$9)","v":0.69117647058823528},1.5399976663235293,{"$f":"K194*10*'Farm data entry'!$E$22","v":30.799953326470586},{"$f":"(L194*'Farm data entry'!$D$14)","v":4.6199929989705879},35.419946325441174,35.419946325441174,0,46.280049296958822,0,35.419946325441174,0,823.90851547637601,0,35.419946325441174,0,1823.9085154763761,0]
["1986-07-11",1986,192,{"$f":"VLOOKUP($A195,Rainfall!$D$3:$Q$10959,Hydrology!$D$1,FALSE)","v":0},{"$f":"MAX((D195-'Farm data entry'!$D$24)*'Farm data entry'!$D$23,0)*10*'Farm data entry'!$D$10","v":0},{"$f":"AND(C195>='Farm data entry'!$E$15,Hydrology!C195<='Farm data entry'!$E$16)","v":true},0,{"$f":"VLOOKUP($A195,ETo!$A$3:$N$10959,Hydrology!$D$1,FALSE)","v":2.3486560000000001},{"$f":"(H195*'Farm data entry'!$D$25)","v":1.6440592000000001},{"$f":"kc(C195,Kc!$E$9:$H$9,Kc!$I$9:$K$9)","v":0.69411764705882351},1.1411705035294117,{"$f":"K195*10*'Farm data entry'!$E$22","v":22.823410070588235},{"$f":"(L195*'Farm data entry'!$D$14)","v":3.4235115105882352},26.246921581176469,26.246921581176469,0,20.033127715782353,0,26.246921581176469,0,797.66159389519953,0,26.246921581176469,0,1797.6615938951998,0]
["1986-07-12",1986,{"$f":"A196-DATE(YEAR(A196)-1,12,31)","v":193},{"$f":"VLOOKUP($A196,Rainfall!$D$3:$Q$10959,Hydrology!$D$1,FALSE)","v":0.99999999360000003},{"$f":"MAX((D196-'Farm data entry'!$D$24)*'Farm data entry'!$D$23,0)*10*'Farm data entry'!$D$10","v":0},{"$f":"AND(C196>='Farm data entry'!$E$15,Hydrology!C196<='Farm data entry'!$E$16)","v":true},{"$f":"E196*F196","v":0},{"$f":"VLOOKUP($A196,ETo!$A$3:$N$10959,Hydrology!$D$1,FALSE)","v":1.8589722},{"$f":"(H196*'Farm data entry'!$D$25)","v":1.3012805399999998},{"$f":"kc(C196,Kc!$E$9:$H$9,Kc!$I$9:$K$9)","v":0.69705882352941173},{"$f":"(J196*I196)","v":0.90706908229411742},{"$f":"K196*10*'Farm data entry'!$E$22","v":18.141381645882348},{"$f":"(L196*'Farm data entry'!$D$14)","v":2.721207246882352},20.862588892764698,{"$f":"MIN($N196,Q195+$G196)","v":20.033127715782353},{"$f":"MAX(Q195+$G196-$N196-P$1,0)","v":0},{"$f":"MIN(Q195-O196+$G196,P$1)","v":0},0.82946117698234545,20.862588892764698,0,776.7990050024348,0,20.862588892764698,0,1776.799005002435,0]
["1986-07-13",{"$f":"YEAR(A197)","v":1986},194,{"$f":"VLOOKUP($A197,Rainfall!$D$3:$Q$10959,Hydrology!$D$1,FALSE)","v":0},{"$f":"MAX((D197-'Farm data entry'!$D$24)*'Farm data entry'!$D$23,0)*10*'Farm data entry'!$D$10","v":0},{"$f":"AND(C197>='Farm data entry'!$E$15,Hydrology!C197<='Farm data entry'!$E$16)","v":true},0,{"$f":"VLOOKUP($A197,ETo!$A$3:$N$10959,Hydrology!$D$1,FALSE)","v":2.2816713000000002},{"$f":"(H197*'Farm data entry'!$D$25)","v":1.5971699100000001},{"$f":"kc(C197,Kc!$E$9:$H$9,Kc!$I$9:$K$9)","v":0.7},1.118018937,{"$f":"K197*10*'Farm data entry'!$E$22","v":22.360378740000002},{"$f":"(L197*'Farm data entry'!$D$14)","v":3.354056811},{"$f":"SUM(L197:M197)","v":25.714435551000001},0,0,0,{"$f":"$N197-O197","v":25.714435551000001},{"$f":"MIN($N197,U196+$G197)","v":25.714435551000001},{"$f":"MAX(U196+$G197-$N197-T$1,0)","v":0},{"$f":"MIN(U196-S197+$G197,T$1)","v":751.08456945143485},{"$f":"$N197-S197","v":0},{"$f":"MIN($N197,Y196+$G197)","v":25.714435551000001},{"$f":"MAX(Y196+$G197-$N197-X$1,0)","v":0},{"$f":"MIN(Y196-W197+$G197,X$1)","v":1751.0845694514351},{"$f":"$N197-W197","v":0}]
["1986-07-14",1986,195,{"$f":"VLOOKUP($A198,Rainfall!$D$3:$Q$10959,Hydrology!$D$1,FALSE)","v":0},{"$f":"MAX((D198-'Farm data entry'!$D$24)*'Farm data entry'!$D$23,0)*10*'Farm data entry'!$D$10","v":0},{"$f":"AND(C198>='Farm data entry'!$E$15,Hydrology!C198<='Farm data entry'!$E$16)","v":true},0,{"$f":"VLOOKUP($A198,ETo!$A$3:$N$10959,Hydrology!$D$1,FALSE)","v":2.2296149999999999},{"$f":"(H198*'Farm data entry'!$D$25)","v":1.5607304999999998},{"$f":"kc(C198,Kc!$E$9:$H$9,Kc!$I$9:$K$9)","v":0.70294117647058818},1.0971017338235292,{"$f":"K198*10*'Farm data entry'!$E$22","v":21.942034676470584},{"$f":"(L198*'Farm data entry'!$D$14)","v":3.2913052014705877},25.233339877941173,0,0,0,25.233339877941173,25.233339877941173,0,725.8512295734937,0,25.233339877941173,0,1725.8512295734938,0]
["1986-07-15",1986,196,{"$f":"VLOOKUP($A199,Rainfall!$D$3:$Q$10959,Hydrology!$D$1,FALSE)","v":0},{"$f":"MAX((D199-'Farm data entry'!$D$24)*'Farm data entry'!$D$23,0)*10*'Farm data entry'!$D$10","v":0},{"$f":"AND(C199>='Farm data entry'!$E$15,Hydrology!C199<='Farm data entry'!$E$16)","v":true},0,{"$f":"VLOOKUP($A199,ETo!$A$3:$N$10959,Hydrology!$D$1,FALSE)","v":3.3350463000000001},{"$f":"(H199*'Farm data entry'!$D$25)","v":2.33453241},{"$f":"kc(C199,Kc!$E$9:$H$9,Kc!$I$9:$K$9)","v":0.70588235294117641},1.6479052305882351,{"$f":"K199*10*'Farm data entry'!$E$22","v":32.958104611764703},{"$f":"(L199*'Farm data entry'!$D$14)","v":4.9437156917647052},37.901820303529405,0,0,0,37.901820303529405,37.901820303529405,0,687.94940926996424,0,37.901820303529405,0,1687.9494092699645,0]
["1986-07-16",1986,197,{"$f":"VLOOKUP($A200,Rainfall!$D$3:$Q$10959,Hydrology!$D$1,FALSE)","v":0},{"$f":"MAX((D200-'Farm data entry'!$D$24)*'Farm data entry'!$D$23,0)*10*'Farm data entry'!$D$10","v":0},{"$f":"AND(C200>='Farm data entry'!$E$15,Hydrology!C200<='Farm data entry'!$E$16)","v":true},0,{"$f":"VLOOKUP($A200,ETo!$A$3:$N$10959,Hydrology!$D$1,FALSE)","v":3.9901122999999998},{"$f":"(H200*'Farm data entry'!$D$25)","v":2.7930786099999998},{"$f":"kc(C200,Kc!$E$9:$H$9,Kc!$I$9:$K$9)","v":0.70882352941176463},1.9797998382647055,{"$f":"K200*10*'Farm data entry'!$E$22","v":39.59599676529411},{"$f":"(L200*'Farm data entry'!$D$14)","v":5.9393995147941165},45.535396280088229,0,0,0,45.535396280088229,45.535396280088229,0,642.41401298987603,0,45.535396280088229,0,1642.4140129898763,0]
["1986-07-17",1986,198,{"$f":"VLOOKUP($A201,Rainfall!$D$3:$Q$10959,Hydrology!$D$1,FALSE)","v":0},{"$f":"MAX((D201-'Farm data entry'!$D$24)*'Farm data entry'!$D$23,0)*10*'Farm data entry'!$D$10","v":0},{"$f":"AND(C201>='Farm data entry'!$E$15,Hydrology!C201<='Farm data entry'!$E$16)","v":true},0,{"$f":"VLOOKUP($A201,ETo!$A$3:$N$10959,Hydrology!$D$1,FALSE)","v":4.4319579999999998},{"$f":"(H201*'Farm data entry'!$D$25)","v":3.1023705999999995},{"$f":"kc(C201,Kc!$E$9:$H$9,Kc!$I$9:$K$9)","v":0.71176470588235297},2.2081578976470584,{"$f":"K201*10*'Farm data entry'!$E$22","v":44.16315795294117},{"$f":"(L201*'Farm data entry'!$D$14)","v":6.6244736929411756},50.787631645882342,0,0,0,50.787631645882342,50.787631645882342,0,591.62638134399367,0,50.787631645882342,0,1591.6263813439939,0]
["1986-07-18",1986,199,{"$f":"VLOOKUP($A202,Rainfall!$D$3:$Q$10959,Hydrology!$D$1,FALSE)","v":0},{"$f":"MAX((D202-'Farm data entry'!$D$24)*'Farm data entry'!$D$23,0)*10*'Farm data entry'!$D$10","v":0},{"$f":"AND(C202>='Farm data entry'!$E$15,Hydrology!C202<='Farm data entry'!$E$16)","v":true},0,{"$f":"VLOOKUP($A202,ETo!$A$3:$N$10959,Hydrology!$D$1,FALSE)","v":2.7588762999999998},{"$f":"(H202*'Farm data entry'!$D$25)","v":1.9312134099999998},{"$f":"kc(C202,Kc!$E$9:$H$9,Kc!$I$9:$K$9)","v":0.71470588235294119},1.3802495842058822,{"$f":"K202*10*'Farm data entry'!$E$22","v":27.604991684117643},{"$f":"(L202*'Farm data entry'!$D$14)","v":4.1407487526176459},31.745740436735289,0,0,0,31.745740436735289,31.745740436735289,0,559.88064090725834,0,31.745740436735289,0,1559.8806409072586,0]
["1986-07-19",1986,200,{"$f":"VLOOKUP($A203,Rainfall!$D$3:$Q$10959,Hydrology!$D$1,FALSE)","v":0},{"$f":"MAX((D203-'Farm data entry'!$D$24)*'Farm data entry'!$D$23,0)*10*'Farm data entry'!$D$10","v":0},{"$f":"AND(C203>='Farm data entry'!$E$15,Hydrology!C203<='Farm data entry'!$E$16)","v":true},0,{"$f":"VLOOKUP($A203,ETo!$A$3:$N$10959,Hydrology!$D$1,FALSE)","v":2.2857696999999999},{"$f":"(H203*'Farm data entry'!$D$25)","v":1.6000387899999999},{"$f":"kc(C203,Kc!$E$9:$H$9,Kc!$I$9:$K$9)","v":0.71764705882352942},1.1482631316470588,{"$f":"K203*10*'Farm data entry'!$E$22","v":22.965262632941176},{"$f":"(L203*'Farm data entry'!$D$14)","v":3.4447893949411763},26.410052027882351,0,0,0,26.410052027882351,26.410052027882351,0,533.47058887937601,0,26.410052027882351,0,1533.4705888793762,0]
["1986-07-20",1986,201,{"$f":"VLOOKUP($A204,Rainfall!$D$3:$Q$10959,Hydrology!$D$1,FALSE)","v":0},{"$f":"MAX((D204-'Farm data entry'!$D$24)*'Farm data entry'!$D$23,0)*10*'Farm data entry'!$D$10","v":0},{"$f":"AND(C204>='Farm data entry'!$E$15,Hydrology!C204<='Farm data entry'!$E$16)","v":true},0,{"$f":"VLOOKUP($A204,ETo!$A$3:$N$10959,Hydrology!$D$1,FALSE)","v":2.1549623000000002},{"$f":"(H204*'Farm data entry'!$D$25)","v":1.50847361},{"$f":"kc(C204,Kc!$E$9:$H$9,Kc!$I$9:$K$9)","v":0.72058823529411764},1.0869883366176472,{"$f":"K204*10*'Farm data entry'!$E$22","v":21.739766732352944},{"$f":"(L204*'Farm data entry'!$D$14)","v":3.2609650098529417},25.000731742205886,0,0,0,25.000731742205886,25.000731742205886,0,508.46985713717015,0,25.000731742205886,0,1508.4698571371703,0]
["1986-07-21",1986,202,{"$f":"VLOOKUP($A205,Rainfall!$D$3:$Q$10959,Hydrology!$D$1,FALSE)","v":3.3000000479999998},{"$f":"MAX((D205-'Farm data entry'!$D$24)*'Farm data entry'!$D$23,0)*10*'Farm data entry'!$D$10","v":24.700000911999993},{"$f":"AND(C205>='Farm data entry'!$E$15,Hydrology!C205<='Farm data entry'!$E$16)","v":true},24.700000911999993,{"$f":"VLOOKUP($A205,ETo!$A$3:$N$10959,Hydrology!$D$1,FALSE)","v":2.4672486999999999},{"$f":"(H205*'Farm data entry'!$D$25)","v":1.7270740899999999},{"$f":"kc(C205,Kc!$E$9:$H$9,Kc!$I$9:$K$9)","v":0.72352941176470587},1.2495889004117646,{"$f":"K205*10*'Farm data entry'!$E$22","v":24.991778008235293},{"$f":"(L205*'Farm data entry'!$D$14)","v":3.7487667012352937},28.740544709470587,24.700000911999993,0,0,4.040543797470594,28.740544709470587,0,504.42931333969955,0,28.740544709470587,0,1504.4293133396995,0]
["1986-07-22",1986,203,{"$f":"VLOOKUP($A206,Rainfall!$D$3:$Q$10959,Hydrology!$D$1,FALSE)","v":0},{"$f":"MAX((D206-'Farm data entry'!$D$24)*'Farm data entry'!$D$23,0)*10*'Farm data entry'!$D$10","v":0},{"$f":"AND(C206>='Farm data entry'!$E$15,Hydrology!C206<='Farm data entry'!$E$16)","v":true},0,{"$f":"VLOOKUP($A206,ETo!$A$3:$N$10959,Hydrology!$D$1,FALSE)","v":2.5385450000000001},{"$f":"(H206*'Farm data entry'!$D$25)","v":1.7769815},{"$f":"kc(C206,Kc!$E$9:$H$9,Kc!$I$9:$K$9)","v":0.72647058823529409},1.2909247955882353,{"$f":"K206*10*'Farm data entry'!$E$22","v":25.818495911764707},{"$f":"(L206*'Farm data entry'!$D$14)","v":3.8727743867647058},29.691270298529414,0,0,0,29.691270298529414,29.691270298529414,0,474.73804304117016,0,29.691270298529414,0,1474.7380430411702,0]
["1986-07-23",1986,204,{"$f":"VLOOKUP($A207,Rainfall!$D$3:$Q$10959,Hydrology!$D$1,FALSE)","v":1.5000000767999999},{"$f":"MAX((D207-'Farm data entry'!$D$24)*'Farm data entry'!$D$23,0)*10*'Farm data entry'!$D$10","v":0},{"$f":"AND(C207>='Farm data entry'!$E$15,Hydrology!C207<='Farm data entry'!$E$16)","v":true},0,{"$f":"VLOOKUP($A207,ETo!$A$3:$N$10959,Hydrology!$D$1,FALSE)","v":2.5547898},{"$f":"(H207*'Farm data entry'!$D$25)","v":1.7883528599999998},{"$f":"kc(C207,Kc!$E$9:$H$9,Kc!$I$9:$K$9)","v":0.72941176470588232},1.3044456155294115,{"$f":"K207*10*'Farm data entry'!$E$22","v":26.088912310588231},{"$f":"(L207*'Farm data entry'!$D$14)","v":3.9133368465882343},30.002249157176465,0,0,0,30.002249157176465,30.002249157176465,0,444.73579388399367,0,30.002249157176465,0,1444.7357938839937,0]
["1986-07-24",1986,205,{"$f":"VLOOKUP($A208,Rainfall!$D$3:$Q$10959,Hydrology!$D$1,FALSE)","v":0.90000002879999996},{"$f":"MAX((D208-'Farm data entry'!$D$24)*'Farm data entry'!$D$23,0)*10*'Farm data entry'!$D$10","v":0},{"$f":"AND(C208>='Farm data entry'!$E$15,Hydrology!C208<='Farm data entry'!$E$16)","v":true},0,{"$f":"VLOOKUP($A208,ETo!$A$3:$N$10959,Hydrology!$D$1,FALSE)","v":3.4648715999999999},{"$f":"(H208*'Farm data entry'!$D$25)","v":2.42541012},{"$f":"kc(C208,Kc!$E$9:$H$9,Kc!$I$9:$K$9)","v":0.73235294117647054},1.7762562349411763,{"$f":"K208*10*'Farm data entry'!$E$22","v":35.525124698823525},{"$f":"(L208*'Farm data entry'!$D$14)","v":5.3287687048235286},40.853893403647056,0,0,0,40.853893403647056,40.853893403647056,0,403.88190048034659,0,40.853893403647056,0,1403.8819004803465,0]
["1986-07-25",1986,206,{"$f":"VLOOKUP($A209,Rainfall!$D$3:$Q$10959,Hydrology!$D$1,FALSE)","v":0.39999998880000004},{"$f":"MAX((D209-'Farm data entry'!$D$24)*'Farm data entry'!$D$23,0)*10*'Farm data entry'!$D$10","v":0},{"$f":"AND(C209>='Farm data entry'!$E$15,Hydrology!C209<='Farm data entry'!$E$16)","v":true},0,{"$f":"VLOOKUP($A209,ETo!$A$3:$N$10959,Hydrology!$D$1,FALSE)","v":2.1949364999999998},{"$f":"(H209*'Farm data entry'!$D$25)","v":1.5364555499999999},{"$f":"kc(C209,Kc!$E$9:$H$9,Kc!$I$9:$K$9)","v":0.73529411764705888},1.1297467279411764,{"$f":"K209*10*'Farm data entry'!$E$22","v":22.594934558823528},{"$f":"(L209*'Farm data entry'!$D$14)","v":3.3892401838235293},25.984174742647056,0,0,0,25.984174742647056,25.984174742647056,0,377.89772573769955,0,25.984174742647056,0,1377.8977257376994,0]
["1986-07-26",1986,207,{"$f":"VLOOKUP($A210,Rainfall!$D$3:$Q$10959,Hydrology!$D$1,FALSE)","v":0},{"$f":"MAX((D210-'Farm data entry'!$D$24)*'Farm data entry'!$D$23,0)*10*'Farm data entry'!$D$10","v":0},{"$f":"AND(C210>='Farm data entry'!$E$15,Hydrology!C210<='Farm data entry'!$E$16)","v":true},0,{"$f":"VLOOKUP($A210,ETo!$A$3:$N$10959,Hydrology!$D$1,FALSE)","v":2.4682046999999998},{"$f":"(H210*'Farm data entry'!$D$25)","v":1.7277432899999998},{"$f":"kc(C210,Kc!$E$9:$H$9,Kc!$I$9:$K$9)","v":0.7382352941176471},1.2754810758529411,{"$f":"K210*10*'Farm data entry'!$E$22","v":25.509621517058822},{"$f":"(L210*'Farm data entry'!$D$14)","v":3.8264432275588232},29.336064744617644,0,0,0,29.336064744617644,29.336064744617644,0,348.56166099308189,0,29.336064744617644,0,1348.5616609930817,0]
["1986-07-27",1986,208,{"$f":"VLOOKUP($A211,Rainfall!$D$3:$Q$10959,Hydrology!$D$1,FALSE)","v":0},{"$f":"MAX((D211-'Farm data entry'!$D$24)*'Farm data entry'!$D$23,0)*10*'Farm data entry'!$D$10","v":0},{"$f":"AND(C211>='Farm data entry'!$E$15,Hydrology!C211<='Farm data entry'!$E$16)","v":true},0,{"$f":"VLOOKUP($A211,ETo!$A$3:$N$10959,Hydrology!$D$1,FALSE)","v":2.6724138000000002},{"$f":"(H211*'Farm data entry'!$D$25)","v":1.87068966},{"$f":"kc(C211,Kc!$E$9:$H$9,Kc!$I$9:$K$9)","v":0.74117647058823533},1.386511159764706,{"$f":"K211*10*'Farm data entry'!$E$22","v":27.730223195294119},{"$f":"(L211*'Farm data entry'!$D$14)","v":4.1595334792941179},31.889756674588238,0,0,0,31.889756674588238,31.889756674588238,0,316.67190431849366,0,31.889756674588238,0,1316.6719043184935,0]
["1986-07-28",1986,209,{"$f":"VLOOKUP($A212,Rainfall!$D$3:$Q$10959,Hydrology!$D$1,FALSE)","v":2.0999999520000001},{"$f":"MAX((D212-'Farm data entry'!$D$24)*'Farm data entry'!$D$23,0)*10*'Farm data entry'!$D$10","v":1.8999990880000019},{"$f":"AND(C212>='Farm data entry'!$E$15,Hydrology!C212<='Farm data entry'!$E$16)","v":true},1.8999990880000019,{"$f":"VLOOKUP($A212,ETo!$A$3:$N$10959,Hydrology!$D$1,FALSE)","v":1.8123342},{"$f":"(H212*'Farm data entry'!$D$25)","v":1.26863394},{"$f":"kc(C212,Kc!$E$9:$H$9,Kc!$I$9:$K$9)","v":0.74411764705882355},0.94401290241176472,{"$f":"K212*10*'Farm data entry'!$E$22","v":18.880258048235294},{"$f":"(L212*'Farm data entry'!$D$14)","v":2.8320387072352942},21.712296755470589,1.8999990880000019,0,0,19.812297667470588,21.712296755470589,0,296.85960665102306,0,21.712296755470589,0,1296.8596066510229,0]
["1986-07-29",1986,210,{"$f":"VLOOKUP($A213,Rainfall!$D$3:$Q$10959,Hydrology!$D$1,FALSE)","v":0},{"$f":"MAX((D213-'Farm data entry'!$D$24)*'Farm data entry'!$D$23,0)*10*'Farm data entry'!$D$10","v":0},{"$f":"AND(C213>='Farm data entry'!$E$15,Hydrology!C213<='Farm data entry'!$E$16)","v":true},0,{"$f":"VLOOKUP($A213,ETo!$A$3:$N$10959,Hydrology!$D$1,FALSE)","v":3.1225079999999998},{"$f":"(H213*'Farm data entry'!$D$25)","v":2.1857555999999998},{"$f":"kc(C213,Kc!$E$9:$H$9,Kc!$I$9:$K$9)","v":0.74705882352941178},1.6328880070588234,{"$f":"K213*10*'Farm data entry'!$E$22","v":32.657760141176468},{"$f":"(L213*'Farm data entry'!$D$14)","v":4.8986640211764696},37.55642416235294,0,0,0,37.55642416235294,37.55642416235294,0,259.30318248867013,0,37.55642416235294,0,1259.30318248867,0]
["1986-07-30",1986,211,{"$f":"VLOOKUP($A214,Rainfall!$D$3:$Q$10959,Hydrology!$D$1,FALSE)","v":0.70000001280000002},{"$f":"MAX((D214-'Farm data entry'!$D$24)*'Farm data entry'!$D$23,0)*10*'Farm data entry'!$D$10","v":0},{"$f":"AND(C214>='Farm data entry'!$E$15,Hydrology!C214<='Farm data entry'!$E$16)","v":true},0,{"$f":"VLOOKUP($A214,ETo!$A$3:$N$10959,Hydrology!$D$1,FALSE)","v":2.3866740000000002},{"$f":"(H214*'Farm data entry'!$D$25)","v":1.6706718},{"$f":"kc(C214,Kc!$E$9:$H$9,Kc!$I$9:$K$9)","v":0.75},1.25300385,{"$f":"K214*10*'Farm data entry'!$E$22","v":25.060077},{"$f":"(L214*'Farm data entry'!$D$14)","v":3.7590115499999999},28.81908855,0,0,0,28.81908855,28.81908855,0,230.48409393867013,0,28.81908855,0,1230.48409393867,0]
["1986-07-31",1986,212,{"$f":"VLOOKUP($A215,Rainfall!$D$3:$Q$10959,Hydrology!$D$1,FALSE)","v":0},{"$f":"MAX((D215-'Farm data entry'!$D$24)*'Farm data entry'!$D$23,0)*10*'Farm data entry'!$D$10","v":0},{"$f":"AND(C215>='Farm data entry'!$E$15,Hydrology!C215<='Farm data entry'!$E$16)","v":true},0,{"$f":"VLOOKUP($A215,ETo!$A$3:$N$10959,Hydrology!$D$1,FALSE)","v":2.6624048},{"$f":"(H215*'Farm data entry'!$D$25)","v":1.8636833599999998},{"$f":"kc(C215,Kc!$E$9:$H$9,Kc!$I$9:$K$9)","v":0.75294117647058822},1.4032439416470586,{"$f":"K215*10*'Farm data entry'!$E$22","v":28.064878832941172},{"$f":"(L215*'Farm data entry'!$D$14)","v":4.2097318249411755},32.274610657882349,0,0,0,32.274610657882349,32.274610657882349,0,198.20948328078777,0,32.274610657882349,0,1198.2094832807877,0]
["1986-08-01",1986,213,{"$f":"VLOOKUP($A216,Rainfall!$D$3:$Q$10959,Hydrology!$D$1,FALSE)","v":0.30000000671999999},{"$f":"MAX((D216-'Farm data entry'!$D$24)*'Farm data entry'!$D$23,0)*10*'Farm data entry'!$D$10","v":0},{"$f":"AND(C216>='Farm data entry'!$E$15,Hydrology!C216<='Farm data entry'!$E$16)","v":true},0,{"$f":"VLOOKUP($A216,ETo!$A$3:$N$10959,Hydrology!$D$1,FALSE)","v":2.7736447000000002},{"$f":"(H216*'Farm data entry'!$D$25)","v":1.94155129},{"$f":"kc(C216,Kc!$E$9:$H$9,Kc!$I$9:$K$9)","v":0.75588235294117645},1.4675843574411764,{"$f":"K216*10*'Farm data entry'!$E$22","v":29.35168714882353},{"$f":"(L216*'Farm data entry'!$D$14)","v":4.4027530723235291},33.754440221147057,0,0,0,33.754440221147057,33.754440221147057,0,164.4550430596407,0,33.754440221147057,0,1164.4550430596407,0]
["1986-08-02",1986,214,{"$f":"VLOOKUP($A217,Rainfall!$D$3:$Q$10959,Hydrology!$D$1,FALSE)","v":9.9999999360000008E-2},{"$f":"MAX((D217-'Farm data entry'!$D$24)*'Farm data entry'!$D$23,0)*10*'Farm data entry'!$D$10","v":0},{"$f":"AND(C217>='Farm data entry'!$E$15,Hydrology!C217<='Farm data entry'!$E$16)","v":true},0,{"$f":"VLOOKUP($A217,ETo!$A$3:$N$10959,Hydrology!$D$1,FALSE)","v":4.4067664000000004},{"$f":"(H217*'Farm data entry'!$D$25)","v":3.0847364800000001},{"$f":"kc(C217,Kc!$E$9:$H$9,Kc!$I$9:$K$9)","v":0.75882352941176467},2.3407706230588237,{"$f":"K217*10*'Farm data entry'!$E$22","v":46.815412461176471},{"$f":"(L217*'Farm data entry'!$D$14)","v":7.0223118691764705},53.837724330352941,0,0,0,53.837724330352941,53.837724330352941,0,110.61731872928776,0,53.837724330352941,0,1110.6173187292877,0]
["1986-08-03",1986,215,{"$f":"VLOOKUP($A218,Rainfall!$D$3:$Q$10959,Hydrology!$D$1,FALSE)","v":18.399999744000002},{"$f":"MAX((D218-'Farm data entry'!$D$24)*'Farm data entry'!$D$23,0)*10*'Farm data entry'!$D$10","v":311.59999513600002},{"$f":"AND(C218>='Farm data entry'!$E$15,Hydrology!C218<='Farm data entry'!$E$16)","v":true},311.59999513600002,{"$f":"VLOOKUP($A218,ETo!$A$3:$N$10959,Hydrology!$D$1,FALSE)","v":1.2037705999999999},{"$f":"(H218*'Farm data entry'!$D$25)","v":0.84263941999999992},{"$f":"kc(C218,Kc!$E$9:$H$9,Kc!$I$9:$K$9)","v":0.7617647058823529},0.64189296994117639,{"$f":"K218*10*'Farm data entry'!$E$22","v":12.837859398823529},{"$f":"(L218*'Farm data entry'!$D$14)","v":1.9256789098235292},14.763538308647059,14.763538308647059,0,296.83645682735295,0,14.763538308647059,0,407.45377555664072,0,14.763538308647059,0,1407.4537755566407,0]
["1986-08-04",1986,216,{"$f":"VLOOKUP($A219,Rainfall!$D$3:$Q$10959,Hydrology!$D$1,FALSE)","v":0},{"$f":"MAX((D219-'Farm data entry'!$D$24)*'Farm data entry'!$D$23,0)*10*'Farm data entry'!$D$10","v":0},{"$f":"AND(C219>='Farm data entry'!$E$15,Hydrology!C219<='Farm data entry'!$E$16)","v":true},0,{"$f":"VLOOKUP($A219,ETo!$A$3:$N$10959,Hydrology!$D$1,FALSE)","v":2.3939123000000002},{"$f":"(H219*'Farm data entry'!$D$25)","v":1.67573861},{"$f":"kc(C219,Kc!$E$9:$H$9,Kc!$I$9:$K$9)","v":0.76470588235294112},1.281447172352941,{"$f":"K219*10*'Farm data entry'!$E$22","v":25.62894344705882},{"$f":"(L219*'Farm data entry'!$D$14)","v":3.8443415170588229},29.473284964117642,29.473284964117642,0,267.36317186323532,0,29.473284964117642,0,377.9804905925231,0,29.473284964117642,0,1377.980490592523,0]
["1986-08-05",1986,217,{"$f":"VLOOKUP($A220,Rainfall!$D$3:$Q$10959,Hydrology!$D$1,FALSE)","v":0},{"$f":"MAX((D220-'Farm data entry'!$D$24)*'Farm data entry'!$D$23,0)*10*'Farm data entry'!$D$10","v":0},{"$f":"AND(C220>='Farm data entry'!$E$15,Hydrology!C220<='Farm data entry'!$E$16)","v":true},0,{"$f":"VLOOKUP($A220,ETo!$A$3:$N$10959,Hydrology!$D$1,FALSE)","v":3.1517545999999999},{"$f":"(H220*'Farm data entry'!$D$25)","v":2.2062282199999999},{"$f":"kc(C220,Kc!$E$9:$H$9,Kc!$I$9:$K$9)","v":0.76764705882352935},1.6936046041764703,{"$f":"K220*10*'Farm data entry'!$E$22","v":33.872092083529409},{"$f":"(L220*'Farm data entry'!$D$14)","v":5.0808138125294109},38.952905896058823,38.952905896058823,0,228.41026596717649,0,38.952905896058823,0,339.02758469646426,0,38.952905896058823,0,1339.0275846964641,0]
["1986-08-06",1986,218,{"$f":"VLOOKUP($A221,Rainfall!$D$3:$Q$10959,Hydrology!$D$1,FALSE)","v":1.3000000176000002},{"$f":"MAX((D221-'Farm data entry'!$D$24)*'Farm data entry'!$D$23,0)*10*'Farm data entry'!$D$10","v":0},{"$f":"AND(C221>='Farm data entry'!$E$15,Hydrology!C221<='Farm data entry'!$E$16)","v":true},0,{"$f":"VLOOKUP($A221,ETo!$A$3:$N$10959,Hydrology!$D$1,FALSE)","v":3.8692937000000001},{"$f":"(H221*'Farm data entry'!$D$25)","v":2.7085055899999997},{"$f":"kc(C221,Kc!$E$9:$H$9,Kc!$I$9:$K$9)","v":0.77058823529411757},2.0871425428823525,{"$f":"K221*10*'Farm data entry'!$E$22","v":41.742850857647049},{"$f":"(L221*'Farm data entry'!$D$14)","v":6.2614276286470574},48.004278486294105,48.004278486294105,0,180.40598748088237,0,48.004278486294105,0,291.02330621017018,0,48.004278486294105,0,1291.0233062101699,0]
["1986-08-07",1986,219,{"$f":"VLOOKUP($A222,Rainfall!$D$3:$Q$10959,Hydrology!$D$1,FALSE)","v":0.30000000671999999},{"$f":"MAX((D222-'Farm data entry'!$D$24)*'Farm data entry'!$D$23,0)*10*'Farm data entry'!$D$10","v":0},{"$f":"AND(C222>='Farm data entry'!$E$15,Hydrology!C222<='Farm data entry'!$E$16)","v":true},0,{"$f":"VLOOKUP($A222,ETo!$A$3:$N$10959,Hydrology!$D$1,FALSE)","v":2.5103971999999999},{"$f":"(H222*'Farm data entry'!$D$25)","v":1.7572780399999999},{"$f":"kc(C222,Kc!$E$9:$H$9,Kc!$I$9:$K$9)","v":0.77352941176470591},1.3593062485882352,{"$f":"K222*10*'Farm data entry'!$E$22","v":27.186124971764706},{"$f":"(L222*'Farm data entry'!$D$14)","v":4.0779187457647055},31.264043717529411,31.264043717529411,0,149.14194376335297,0,31.264043717529411,0,259.75926249264074,0,31.264043717529411,0,1259.7592624926406,0]
["1986-08-08",1986,220,{"$f":"VLOOKUP($A223,Rainfall!$D$3:$Q$10959,Hydrology!$D$1,FALSE)","v":0},{"$f":"MAX((D223-'Farm data entry'!$D$24)*'Farm data entry'!$D$23,0)*10*'Farm data entry'!$D$10","v":0},{"$f":"AND(C223>='Farm data entry'!$E$15,Hydrology!C223<='Farm data entry'!$E$16)","v":true},0,{"$f":"VLOOKUP($A223,ETo!$A$3:$N$10959,Hydrology!$D$1,FALSE)","v":2.6197286000000002},{"$f":"(H223*'Farm data entry'!$D$25)","v":1.83381002},{"$f":"kc(C223,Kc!$E$9:$H$9,Kc!$I$9:$K$9)","v":0.77647058823529413},1.4238995449411764,{"$f":"K223*10*'Farm data entry'!$E$22","v":28.477990898823528},{"$f":"(L223*'Farm data entry'!$D$14)","v":4.2716986348235286},32.749689533647057,32.749689533647057,0,116.39225422970591,0,32.749689533647057,0,227.00957295899369,0,32.749689533647057,0,1227.0095729589934,0]
["1986-08-09",1986,221,{"$f":"VLOOKUP($A224,Rainfall!$D$3:$Q$10959,Hydrology!$D$1,FALSE)","v":0},{"$f":"MAX((D224-'Farm data entry'!$D$24)*'Farm data entry'!$D$23,0)*10*'Farm data entry'!$D$10","v":0},{"$f":"AND(C224>='Farm data entry'!$E$15,Hydrology!C224<='Farm data entry'!$E$16)","v":true},0,{"$f":"VLOOKUP($A224,ETo!$A$3:$N$10959,Hydrology!$D$1,FALSE)","v":2.5276322000000002},{"$f":"(H224*'Farm data entry'!$D$25)","v":1.76934254},{"$f":"kc(C224,Kc!$E$9:$H$9,Kc!$I$9:$K$9)","v":0.77941176470588236},1.3790463914705882,{"$f":"K224*10*'Farm data entry'!$E$22","v":27.580927829411763},{"$f":"(L224*'Farm data entry'!$D$14)","v":4.1371391744117645},31.718067003823528,31.718067003823528,0,84.674187225882378,0,31.718067003823528,0,195.29150595517015,0,31.718067003823528,0,1195.2915059551699,0]
["1986-08-10",1986,222,{"$f":"VLOOKUP($A225,Rainfall!$D$3:$Q$10959,Hydrology!$D$1,FALSE)","v":9.9999999360000008E-2},{"$f":"MAX((D225-'Farm data entry'!$D$24)*'Farm data entry'!$D$23,0)*10*'Farm data entry'!$D$10","v":0},{"$f":"AND(C225>='Farm data entry'!$E$15,Hydrology!C225<='Farm data entry'!$E$16)","v":true},0,{"$f":"VLOOKUP($A225,ETo!$A$3:$N$10959,Hydrology!$D$1,FALSE)","v":2.2179682000000001},{"$f":"(H225*'Farm data entry'!$D$25)","v":1.55257774},{"$f":"kc(C225,Kc!$E$9:$H$9,Kc!$I$9:$K$9)","v":0.78235294117647058},1.2146637612941176,{"$f":"K225*10*'Farm data entry'!$E$22","v":24.293275225882351},{"$f":"(L225*'Farm data entry'!$D$14)","v":3.6439912838823525},27.937266509764704,27.937266509764704,0,56.736920716117673,0,27.937266509764704,0,167.35423944540545,0,27.937266509764704,0,1167.3542394454053,0]
["1986-08-11",1986,223,{"$f":"VLOOKUP($A226,Rainfall!$D$3:$Q$10959,Hydrology!$D$1,FALSE)","v":0.90000002879999996},{"$f":"MAX((D226-'Farm data entry'!$D$24)*'Farm data entry'!$D$23,0)*10*'Farm data entry'!$D$10","v":0},{"$f":"AND(C226>='Farm data entry'!$E$15,Hydrology!C226<='Farm data entry'!$E$16)","v":true},0,{"$f":"VLOOKUP($A226,ETo!$A$3:$N$10959,Hydrology!$D$1,FALSE)","v":1.8534906},{"$f":"(H226*'Farm data entry'!$D$25)","v":1.29744342},{"$f":"kc(C226,Kc!$E$9:$H$9,Kc!$I$9:$K$9)","v":0.78529411764705881},1.0188746857058824,{"$f":"K226*10*'Farm data entry'!$E$22","v":20.377493714117648},{"$f":"(L226*'Farm data entry'!$D$14)","v":3.0566240571176473},23.434117771235297,23.434117771235297,0,33.302802944882373,0,23.434117771235297,0,143.92012167417016,0,23.434117771235297,0,1143.9201216741699,0]
["1986-08-12",1986,224,{"$f":"VLOOKUP($A227,Rainfall!$D$3:$Q$10959,Hydrology!$D$1,FALSE)","v":9.9999999360000008E-2},{"$f":"MAX((D227-'Farm data entry'!$D$24)*'Farm data entry'!$D$23,0)*10*'Farm data entry'!$D$10","v":0},{"$f":"AND(C227>='Farm data entry'!$E$15,Hydrology!C227<='Farm data entry'!$E$16)","v":true},0,{"$f":"VLOOKUP($A227,ETo!$A$3:$N$10959,Hydrology!$D$1,FALSE)","v":1.6671908},{"$f":"(H227*'Farm data entry'!$D$25)","v":1.1670335599999999},{"$f":"kc(C227,Kc!$E$9:$H$9,Kc!$I$9:$K$9)","v":0.78823529411764703},0.91989704141176465,{"$f":"K227*10*'Farm data entry'!$E$22","v":18.397940828235292},{"$f":"(L227*'Farm data entry'!$D$14)","v":2.7596911242352937},21.157631952470584,21.157631952470584,0,12.145170992411789,0,21.157631952470584,0,122.76248972169958,0,21.157631952470584,0,1122.7624897216992,0]
["1986-08-13",1986,225,{"$f":"VLOOKUP($A228,Rainfall!$D$3:$Q$10959,Hydrology!$D$1,FALSE)","v":0},{"$f":"MAX((D228-'Farm data entry'!$D$24)*'Farm data entry'!$D$23,0)*10*'Farm data entry'!$D$10","v":0},{"$f":"AND(C228>='Farm data entry'!$E$15,Hydrology!C228<='Farm data entry'!$E$16)","v":true},0,{"$f":"VLOOKUP($A228,ETo!$A$3:$N$10959,Hydrology!$D$1,FALSE)","v":2.0853989999999998},{"$f":"(H228*'Farm data entry'!$D$25)","v":1.4597792999999997},{"$f":"kc(C228,Kc!$E$9:$H$9,Kc!$I$9:$K$9)","v":0.79117647058823526},1.1549430344117644,{"$f":"K228*10*'Farm data entry'!$E$22","v":23.098860688235288},{"$f":"(L228*'Farm data entry'!$D$14)","v":3.4648291032352931},26.56368979147058,12.145170992411789,0,0,14.418518799058791,26.56368979147058,0,96.198799930229001,0,26.56368979147058,0,1096.1987999302287,0]
["1986-08-14",1986,226,{"$f":"VLOOKUP($A229,Rainfall!$D$3:$Q$10959,Hydrology!$D$1,FALSE)","v":0},{"$f":"MAX((D229-'Farm data entry'!$D$24)*'Farm data entry'!$D$23,0)*10*'Farm data entry'!$D$10","v":0},{"$f":"AND(C229>='Farm data entry'!$E$15,Hydrology!C229<='Farm data entry'!$E$16)","v":true},0,{"$f":"VLOOKUP($A229,ETo!$A$3:$N$10959,Hydrology!$D$1,FALSE)","v":1.6072204000000001},{"$f":"(H229*'Farm data entry'!$D$25)","v":1.1250542800000001},{"$f":"kc(C229,Kc!$E$9:$H$9,Kc!$I$9:$K$9)","v":0.79411764705882348},0.89342545764705883,{"$f":"K229*10*'Farm data entry'!$E$22","v":17.868509152941176},{"$f":"(L229*'Farm data entry'!$D$14)","v":2.6802763729411763},20.548785525882352,0,0,0,20.548785525882352,20.548785525882352,0,75.650014404346649,0,20.548785525882352,0,1075.6500144043464,0]
["1986-08-15",1986,227,{"$f":"VLOOKUP($A230,Rainfall!$D$3:$Q$10959,Hydrology!$D$1,FALSE)","v":0},{"$f":"MAX((D230-'Farm data entry'!$D$24)*'Farm data entry'!$D$23,0)*10*'Farm data entry'!$D$10","v":0},{"$f":"AND(C230>='Farm data entry'!$E$15,Hydrology!C230<='Farm data entry'!$E$16)","v":true},0,{"$f":"VLOOKUP($A230,ETo!$A$3:$N$10959,Hydrology!$D$1,FALSE)","v":3.4253043999999999},{"$f":"(H230*'Farm data entry'!$D$25)","v":2.3977130799999999},{"$f":"kc(C230,Kc!$E$9:$H$9,Kc!$I$9:$K$9)","v":0.79705882352941171},1.9111183667058822,{"$f":"K230*10*'Farm data entry'!$E$22","v":38.222367334117642},{"$f":"(L230*'Farm data entry'!$D$14)","v":5.7333551001176462},43.955722434235291,0,0,0,43.955722434235291,43.955722434235291,0,31.694291970111358,0,43.955722434235291,0,1031.6942919701112,0]
["1986-08-16",1986,228,{"$f":"VLOOKUP($A231,Rainfall!$D$3:$Q$10959,Hydrology!$D$1,FALSE)","v":0},{"$f":"MAX((D231-'Farm data entry'!$D$24)*'Farm data entry'!$D$23,0)*10*'Farm data entry'!$D$10","v":0},{"$f":"AND(C231>='Farm data entry'!$E$15,Hydrology!C231<='Farm data entry'!$E$16)","v":true},0,{"$f":"VLOOKUP($A231,ETo!$A$3:$N$10959,Hydrology!$D$1,FALSE)","v":2.8193644999999998},{"$f":"(H231*'Farm data entry'!$D$25)","v":1.9735551499999997},{"$f":"kc(C231,Kc!$E$9:$H$9,Kc!$I$9:$K$9)","v":0.79999999999999993},1.5788441199999996,{"$f":"K231*10*'Farm data entry'!$E$22","v":31.576882399999992},{"$f":"(L231*'Farm data entry'!$D$14)","v":4.7365323599999982},36.313414759999986,0,0,0,36.313414759999986,31.694291970111358,0,0,4.6191227898886282,36.313414759999986,0,995.38087721011118,0]
["1986-08-17",1986,229,{"$f":"VLOOKUP($A232,Rainfall!$D$3:$Q$10959,Hydrology!$D$1,FALSE)","v":0.49999999680000001},{"$f":"MAX((D232-'Farm data entry'!$D$24)*'Farm data entry'!$D$23,0)*10*'Farm data entry'!$D$10","v":0},{"$f":"AND(C232>='Farm data entry'!$E$15,Hydrology!C232<='Farm data entry'!$E$16)","v":true},0,{"$f":"VLOOKUP($A232,ETo!$A$3:$N$10959,Hydrology!$D$1,FALSE)","v":1.7356616},{"$f":"(H232*'Farm data entry'!$D$25)","v":1.21496312},{"$f":"kc(C232,Kc!$E$9:$H$9,Kc!$I$9:$K$9)","v":0.80294117647058827},0.97554391694117648,{"$f":"K232*10*'Farm data entry'!$E$22","v":19.510878338823531},{"$f":"(L232*'Farm data entry'!$D$14)","v":2.9266317508235296},22.437510089647059,0,0,0,22.437510089647059,0,0,0,22.437510089647059,22.437510089647059,0,972.94336712046413,0]
["1986-08-18",1986,230,{"$f":"VLOOKUP($A233,Rainfall!$D$3:$Q$10959,Hydrology!$D$1,FALSE)","v":4.100000112},{"$f":"MAX((D233-'Farm data entry'!$D$24)*'Farm data entry'!$D$23,0)*10*'Farm data entry'!$D$10","v":39.900002127999997},{"$f":"AND(C233>='Farm data entry'!$E$15,Hydrology!C233<='Farm data entry'!$E$16)","v":true},39.900002127999997,{"$f":"VLOOKUP($A233,ETo!$A$3:$N$10959,Hydrology!$D$1,FALSE)","v":1.5549188},{"$f":"(H233*'Farm data entry'!$D$25)","v":1.08844316},{"$f":"kc(C233,Kc!$E$9:$H$9,Kc!$I$9:$K$9)","v":0.80588235294117649},0.87715713482352942,{"$f":"K233*10*'Farm data entry'!$E$22","v":17.543142696470589},{"$f":"(L233*'Farm data entry'!$D$14)","v":2.6314714044705885},20.174614100941177,20.174614100941177,0,19.72538802705882,0,20.174614100941177,0,19.72538802705882,0,20.174614100941177,0,992.66875514752292,0]
["1986-08-19",1986,231,{"$f":"VLOOKUP($A234,Rainfall!$D$3:$Q$10959,Hydrology!$D$1,FALSE)","v":9.9999999360000008E-2},{"$f":"MAX((D234-'Farm data entry'!$D$24)*'Farm data entry'!$D$23,0)*10*'Farm data entry'!$D$10","v":0},{"$f":"AND(C234>='Farm data entry'!$E$15,Hydrology!C234<='Farm data entry'!$E$16)","v":true},0,{"$f":"VLOOKUP($A234,ETo!$A$3:$N$10959,Hydrology!$D$1,FALSE)","v":1.7593730000000001},{"$f":"(H234*'Farm data entry'!$D$25)","v":1.2315611},{"$f":"kc(C234,Kc!$E$9:$H$9,Kc!$I$9:$K$9)","v":0.80882352941176472},0.99611559558823526,{"$f":"K234*10*'Farm data entry'!$E$22","v":19.922311911764705},{"$f":"(L234*'Farm data entry'!$D$14)","v":2.9883467867647058},22.91065869852941,19.72538802705882,0,0,3.1852706714705903,19.72538802705882,0,0,3.1852706714705903,22.91065869852941,0,969.75809644899346,0]
["1986-08-20",1986,232,{"$f":"VLOOKUP($A235,Rainfall!$D$3:$Q$10959,Hydrology!$D$1,FALSE)","v":0},{"$f":"MAX((D235-'Farm data entry'!$D$24)*'Farm data entry'!$D$23,0)*10*'Farm data entry'!$D$10","v":0},{"$f":"AND(C235>='Farm data entry'!$E$15,Hydrology!C235<='Farm data entry'!$E$16)","v":true},0,{"$f":"VLOOKUP($A235,ETo!$A$3:$N$10959,Hydrology!$D$1,FALSE)","v":2.6114812000000001},{"$f":"(H235*'Farm data entry'!$D$25)","v":1.82803684},{"$f":"kc(C235,Kc!$E$9:$H$9,Kc!$I$9:$K$9)","v":0.81176470588235294},1.4839357877647059,{"$f":"K235*10*'Farm data entry'!$E$22","v":29.678715755294117},{"$f":"(L235*'Farm data entry'!$D$14)","v":4.4518073632941171},34.130523118588236,0,0,0,34.130523118588236,0,0,0,34.130523118588236,34.130523118588236,0,935.6275733304052,0]
["1986-08-21",1986,233,{"$f":"VLOOKUP($A236,Rainfall!$D$3:$Q$10959,Hydrology!$D$1,FALSE)","v":3.4999998911999999},{"$f":"MAX((D236-'Farm data entry'!$D$24)*'Farm data entry'!$D$23,0)*10*'Farm data entry'!$D$10","v":28.499997932799992},{"$f":"AND(C236>='Farm data entry'!$E$15,Hydrology!C236<='Farm data entry'!$E$16)","v":true},28.499997932799992,{"$f":"VLOOKUP($A236,ETo!$A$3:$N$10959,Hydrology!$D$1,FALSE)","v":1.1274724},{"$f":"(H236*'Farm data entry'!$D$25)","v":0.78923067999999996},{"$f":"kc(C236,Kc!$E$9:$H$9,Kc!$I$9:$K$9)","v":0.81470588235294117},0.64299087752941175,{"$f":"K236*10*'Farm data entry'!$E$22","v":12.859817550588236},{"$f":"(L236*'Farm data entry'!$D$14)","v":1.9289726325882353},14.788790183176472,14.788790183176472,0,13.711207749623521,0,14.788790183176472,0,13.711207749623521,0,14.788790183176472,0,949.33878108002864,0]
["1986-08-22",1986,234,{"$f":"VLOOKUP($A237,Rainfall!$D$3:$Q$10959,Hydrology!$D$1,FALSE)","v":1.7999999711999999},{"$f":"MAX((D237-'Farm data entry'!$D$24)*'Farm data entry'!$D$23,0)*10*'Farm data entry'!$D$10","v":0},{"$f":"AND(C237>='Farm data entry'!$E$15,Hydrology!C237<='Farm data entry'!$E$16)","v":true},0,{"$f":"VLOOKUP($A237,ETo!$A$3:$N$10959,Hydrology!$D$1,FALSE)","v":2.0876389},{"$f":"(H237*'Farm data entry'!$D$25)","v":1.4613472299999999},{"$f":"kc(C237,Kc!$E$9:$H$9,Kc!$I$9:$K$9)","v":0.81764705882352939},1.1948662645294117,{"$f":"K237*10*'Farm data entry'!$E$22","v":23.897325290588235},{"$f":"(L237*'Farm data entry'!$D$14)","v":3.5845987935882353},27.48192408417647,13.711207749623521,0,0,13.770716334552949,13.711207749623521,0,0,13.770716334552949,27.48192408417647,0,921.85685699585213,0]
["1986-08-23",1986,235,{"$f":"VLOOKUP($A238,Rainfall!$D$3:$Q$10959,Hydrology!$D$1,FALSE)","v":5.9000002559999993},{"$f":"MAX((D238-'Farm data entry'!$D$24)*'Farm data entry'!$D$23,0)*10*'Farm data entry'!$D$10","v":74.100004863999985},{"$f":"AND(C238>='Farm data entry'!$E$15,Hydrology!C238<='Farm data entry'!$E$16)","v":true},74.100004863999985,{"$f":"VLOOKUP($A238,ETo!$A$3:$N$10959,Hydrology!$D$1,FALSE)","v":2.2319243000000002},{"$f":"(H238*'Farm data entry'!$D$25)","v":1.5623470100000001},{"$f":"kc(C238,Kc!$E$9:$H$9,Kc!$I$9:$K$9)","v":0.82058823529411762},1.2820435758529412,{"$f":"K238*10*'Farm data entry'!$E$22","v":25.640871517058823},{"$f":"(L238*'Farm data entry'!$D$14)","v":3.8461307275588235},29.487002244617646,29.487002244617646,0,44.613002619382343,0,29.487002244617646,0,44.613002619382343,0,29.487002244617646,0,966.46985961523444,0]
["1986-08-24",1986,236,{"$f":"VLOOKUP($A239,Rainfall!$D$3:$Q$10959,Hydrology!$D$1,FALSE)","v":0},{"$f":"MAX((D239-'Farm data entry'!$D$24)*'Farm data entry'!$D$23,0)*10*'Farm data entry'!$D$10","v":0},{"$f":"AND(C239>='Farm data entry'!$E$15,Hydrology!C239<='Farm data entry'!$E$16)","v":true},0,{"$f":"VLOOKUP($A239,ETo!$A$3:$N$10959,Hydrology!$D$1,FALSE)","v":2.45682},{"$f":"(H239*'Farm data entry'!$D$25)","v":1.7197739999999999},{"$f":"kc(C239,Kc!$E$9:$H$9,Kc!$I$9:$K$9)","v":0.82352941176470584},1.4162844705882351,{"$f":"K239*10*'Farm data entry'!$E$22","v":28.325689411764703},{"$f":"(L239*'Farm data entry'!$D$14)","v":4.2488534117647054},32.574542823529406,32.574542823529406,0,12.038459795852937,0,32.574542823529406,0,12.038459795852937,0,32.574542823529406,0,933.895316791705,0]
["1986-08-25",1986,237,{"$f":"VLOOKUP($A240,Rainfall!$D$3:$Q$10959,Hydrology!$D$1,FALSE)","v":27.499999391999999},{"$f":"MAX((D240-'Farm data entry'!$D$24)*'Farm data entry'!$D$23,0)*10*'Farm data entry'!$D$10","v":484.49998844800001},{"$f":"AND(C240>='Farm data entry'!$E$15,Hydrology!C240<='Farm data entry'!$E$16)","v":true},484.49998844800001,{"$f":"VLOOKUP($A240,ETo!$A$3:$N$10959,Hydrology!$D$1,FALSE)","v":1.0436852999999999},{"$f":"(H240*'Farm data entry'!$D$25)","v":0.73057970999999988},{"$f":"kc(C240,Kc!$E$9:$H$9,Kc!$I$9:$K$9)","v":0.82647058823529407},0.60380264267647044,{"$f":"K240*10*'Farm data entry'!$E$22","v":12.076052853529408},{"$f":"(L240*'Farm data entry'!$D$14)","v":1.8114079280294111},13.887460781558818,13.887460781558818,0,482.65098746229415,0,13.887460781558818,0,482.65098746229415,0,13.887460781558818,0,1404.5078444581461,0]
["1986-08-26",1986,238,{"$f":"VLOOKUP($A241,Rainfall!$D$3:$Q$10959,Hydrology!$D$1,FALSE)","v":0.99999999360000003},{"$f":"MAX((D241-'Farm data entry'!$D$24)*'Farm data entry'!$D$23,0)*10*'Farm data entry'!$D$10","v":0},{"$f":"AND(C241>='Farm data entry'!$E$15,Hydrology!C241<='Farm data entry'!$E$16)","v":true},0,{"$f":"VLOOKUP($A241,ETo!$A$3:$N$10959,Hydrology!$D$1,FALSE)","v":1.4791776000000001},{"$f":"(H241*'Farm data entry'!$D$25)","v":1.03542432},{"$f":"kc(C241,Kc!$E$9:$H$9,Kc!$I$9:$K$9)","v":0.82941176470588229},0.85879311247058809,{"$f":"K241*10*'Farm data entry'!$E$22","v":17.175862249411761},{"$f":"(L241*'Farm data entry'!$D$14)","v":2.5763793374117641},19.752241586823526,19.752241586823526,0,462.89874587547064,0,19.752241586823526,0,462.89874587547064,0,19.752241586823526,0,1384.7556028713225,0]
["1986-08-27",1986,239,{"$f":"VLOOKUP($A242,Rainfall!$D$3:$Q$10959,Hydrology!$D$1,FALSE)","v":0},{"$f":"MAX((D242-'Farm data entry'!$D$24)*'Farm data entry'!$D$23,0)*10*'Farm data entry'!$D$10","v":0},{"$f":"AND(C242>='Farm data entry'!$E$15,Hydrology!C242<='Farm data entry'!$E$16)","v":true},0,{"$f":"VLOOKUP($A242,ETo!$A$3:$N$10959,Hydrology!$D$1,FALSE)","v":2.6624078999999998},{"$f":"(H242*'Farm data entry'!$D$25)","v":1.8636855299999997},{"$f":"kc(C242,Kc!$E$9:$H$9,Kc!$I$9:$K$9)","v":0.83235294117647052},1.5512441323235291,{"$f":"K242*10*'Farm data entry'!$E$22","v":31.02488264647058},{"$f":"(L242*'Farm data entry'!$D$14)","v":4.6537323969705868},35.67861504344117,35.67861504344117,0,427.22013083202944,0,35.67861504344117,0,427.22013083202944,0,35.67861504344117,0,1349.0769878278813,0]
["1986-08-28",1986,240,{"$f":"VLOOKUP($A243,Rainfall!$D$3:$Q$10959,Hydrology!$D$1,FALSE)","v":0.39999998880000004},{"$f":"MAX((D243-'Farm data entry'!$D$24)*'Farm data entry'!$D$23,0)*10*'Farm data entry'!$D$10","v":0},{"$f":"AND(C243>='Farm data entry'!$E$15,Hydrology!C243<='Farm data entry'!$E$16)","v":true},0,{"$f":"VLOOKUP($A243,ETo!$A$3:$N$10959,Hydrology!$D$1,FALSE)","v":1.4363862999999999},{"$f":"(H243*'Farm data entry'!$D$25)","v":1.0054704099999998},{"$f":"kc(C243,Kc!$E$9:$H$9,Kc!$I$9:$K$9)","v":0.83529411764705885},0.83986351894117639,{"$f":"K243*10*'Farm data entry'!$E$22","v":16.797270378823526},{"$f":"(L243*'Farm data entry'!$D$14)","v":2.5195905568235291},19.316860935647057,19.316860935647057,0,407.90326989638237,0,19.316860935647057,0,407.90326989638237,0,19.316860935647057,0,1329.7601268922342,0]
["1986-08-29",1986,241,{"$f":"VLOOKUP($A244,Rainfall!$D$3:$Q$10959,Hydrology!$D$1,FALSE)","v":0.19999999872000002},{"$f":"MAX((D244-'Farm data entry'!$D$24)*'Farm data entry'!$D$23,0)*10*'Farm data entry'!$D$10","v":0},{"$f":"AND(C244>='Farm data entry'!$E$15,Hydrology!C244<='Farm data entry'!$E$16)","v":true},0,{"$f":"VLOOKUP($A244,ETo!$A$3:$N$10959,Hydrology!$D$1,FALSE)","v":1.8981258000000001},{"$f":"(H244*'Farm data entry'!$D$25)","v":1.3286880599999999},{"$f":"kc(C244,Kc!$E$9:$H$9,Kc!$I$9:$K$9)","v":0.83823529411764708},1.1137532267647059,{"$f":"K244*10*'Farm data entry'!$E$22","v":22.275064535294117},{"$f":"(L244*'Farm data entry'!$D$14)","v":3.3412596802941175},25.616324215588236,25.616324215588236,0,382.28694568079413,0,25.616324215588236,0,382.28694568079413,0,25.616324215588236,0,1304.1438026766459,0]
["1986-08-30",1986,242,{"$f":"VLOOKUP($A245,Rainfall!$D$3:$Q$10959,Hydrology!$D$1,FALSE)","v":0.39999998880000004},{"$f":"MAX((D245-'Farm data entry'!$D$24)*'Farm data entry'!$D$23,0)*10*'Farm data entry'!$D$10","v":0},{"$f":"AND(C245>='Farm data entry'!$E$15,Hydrology!C245<='Farm data entry'!$E$16)","v":true},0,{"$f":"VLOOKUP($A245,ETo!$A$3:$N$10959,Hydrology!$D$1,FALSE)","v":1.291234},{"$f":"(H245*'Farm data entry'!$D$25)","v":0.90386379999999988},{"$f":"kc(C245,Kc!$E$9:$H$9,Kc!$I$9:$K$9)","v":0.8411764705882353},0.76030896117647051,{"$f":"K245*10*'Farm data entry'!$E$22","v":15.206179223529411},{"$f":"(L245*'Farm data entry'!$D$14)","v":2.2809268835294114},17.487106107058821,17.487106107058821,0,364.79983957373531,0,17.487106107058821,0,364.79983957373531,0,17.487106107058821,0,1286.656696569587,0]
["1986-08-31",1986,243,{"$f":"VLOOKUP($A246,Rainfall!$D$3:$Q$10959,Hydrology!$D$1,FALSE)","v":0},{"$f":"MAX((D246-'Farm data entry'!$D$24)*'Farm data entry'!$D$23,0)*10*'Farm data entry'!$D$10","v":0},{"$f":"AND(C246>='Farm data entry'!$E$15,Hydrology!C246<='Farm data entry'!$E$16)","v":true},0,{"$f":"VLOOKUP($A246,ETo!$A$3:$N$10959,Hydrology!$D$1,FALSE)","v":2.2114799999999999},{"$f":"(H246*'Farm data entry'!$D$25)","v":1.5480359999999997},{"$f":"kc(C246,Kc!$E$9:$H$9,Kc!$I$9:$K$9)","v":0.84411764705882353},1.3067245058823527,{"$f":"K246*10*'Farm data entry'!$E$22","v":26.134490117647054},{"$f":"(L246*'Farm data entry'!$D$14)","v":3.9201735176470578},30.054663635294112,30.054663635294112,0,334.74517593844121,0,30.054663635294112,0,334.74517593844121,0,30.054663635294112,0,1256.6020329342928,0]
["1986-09-01",1986,244,{"$f":"VLOOKUP($A247,Rainfall!$D$3:$Q$10959,Hydrology!$D$1,FALSE)","v":0},{"$f":"MAX((D247-'Farm data entry'!$D$24)*'Farm data entry'!$D$23,0)*10*'Farm data entry'!$D$10","v":0},{"$f":"AND(C247>='Farm data entry'!$E$15,Hydrology!C247<='Farm data entry'!$E$16)","v":true},0,{"$f":"VLOOKUP($A247,ETo!$A$3:$N$10959,Hydrology!$D$1,FALSE)","v":1.2233252999999999},{"$f":"(H247*'Farm data entry'!$D$25)","v":0.85632770999999996},{"$f":"kc(C247,Kc!$E$9:$H$9,Kc!$I$9:$K$9)","v":0.84705882352941175},0.72535994258823522,{"$f":"K247*10*'Farm data entry'!$E$22","v":14.507198851764704},{"$f":"(L247*'Farm data entry'!$D$14)","v":2.1760798277647053},16.683278679529408,16.683278679529408,0,318.06189725891181,0,16.683278679529408,0,318.06189725891181,0,16.683278679529408,0,1239.9187542547634,0]
["1986-09-02",1986,245,{"$f":"VLOOKUP($A248,Rainfall!$D$3:$Q$10959,Hydrology!$D$1,FALSE)","v":2.9000000160000003},{"$f":"MAX((D248-'Farm data entry'!$D$24)*'Farm data entry'!$D$23,0)*10*'Farm data entry'!$D$10","v":17.100000304000005},{"$f":"AND(C248>='Farm data entry'!$E$15,Hydrology!C248<='Farm data entry'!$E$16)","v":true},17.100000304000005,{"$f":"VLOOKUP($A248,ETo!$A$3:$N$10959,Hydrology!$D$1,FALSE)","v":2.8317359999999998},{"$f":"(H248*'Farm data entry'!$D$25)","v":1.9822151999999997},{"$f":"kc(C248,Kc!$E$9:$H$9,Kc!$I$9:$K$9)","v":0.85},1.6848829199999997,{"$f":"K248*10*'Farm data entry'!$E$22","v":33.697658399999995},{"$f":"(L248*'Farm data entry'!$D$14)","v":5.0546487599999992},38.752307159999994,38.752307159999994,0,296.40959040291182,0,38.752307159999994,0,296.40959040291182,0,38.752307159999994,0,1218.2664473987634,0]
["1986-09-03",1986,246,{"$f":"VLOOKUP($A249,Rainfall!$D$3:$Q$10959,Hydrology!$D$1,FALSE)","v":0},{"$f":"MAX((D249-'Farm data entry'!$D$24)*'Farm data entry'!$D$23,0)*10*'Farm data entry'!$D$10","v":0},{"$f":"AND(C249>='Farm data entry'!$E$15,Hydrology!C249<='Farm data entry'!$E$16)","v":true},0,{"$f":"VLOOKUP($A249,ETo!$A$3:$N$10959,Hydrology!$D$1,FALSE)","v":2.1782632},{"$f":"(H249*'Farm data entry'!$D$25)","v":1.5247842399999998},{"$f":"kc(C249,Kc!$E$9:$H$9,Kc!$I$9:$K$9)","v":0.85},1.2960666039999997,{"$f":"K249*10*'Farm data entry'!$E$22","v":25.921332079999996},{"$f":"(L249*'Farm data entry'!$D$14)","v":3.888199811999999},29.809531891999995,29.809531891999995,0,266.60005851091182,0,29.809531891999995,0,266.60005851091182,0,29.809531891999995,0,1188.4569155067634,0]
["1986-09-04",1986,247,{"$f":"VLOOKUP($A250,Rainfall!$D$3:$Q$10959,Hydrology!$D$1,FALSE)","v":0},{"$f":"MAX((D250-'Farm data entry'!$D$24)*'Farm data entry'!$D$23,0)*10*'Farm data entry'!$D$10","v":0},{"$f":"AND(C250>='Farm data entry'!$E$15,Hydrology!C250<='Farm data entry'!$E$16)","v":true},0,{"$f":"VLOOKUP($A250,ETo!$A$3:$N$10959,Hydrology!$D$1,FALSE)","v":2.0008526},{"$f":"(H250*'Farm data entry'!$D$25)","v":1.4005968199999999},{"$f":"kc(C250,Kc!$E$9:$H$9,Kc!$I$9:$K$9)","v":0.85},1.1905072969999999,{"$f":"K250*10*'Farm data entry'!$E$22","v":23.810145939999998},{"$f":"(L250*'Farm data entry'!$D$14)","v":3.5715218909999997},27.381667830999998,27.381667830999998,0,239.21839067991183,0,27.381667830999998,0,239.21839067991183,0,27.381667830999998,0,1161.0752476757634,0]
["1986-09-05",1986,248,{"$f":"VLOOKUP($A251,Rainfall!$D$3:$Q$10959,Hydrology!$D$1,FALSE)","v":9.9999999360000008E-2},{"$f":"MAX((D251-'Farm data entry'!$D$24)*'Farm data entry'!$D$23,0)*10*'Farm data entry'!$D$10","v":0},{"$f":"AND(C251>='Farm data entry'!$E$15,Hydrology!C251<='Farm data entry'!$E$16)","v":true},0,{"$f":"VLOOKUP($A251,ETo!$A$3:$N$10959,Hydrology!$D$1,FALSE)","v":1.6993134000000001},{"$f":"(H251*'Farm data entry'!$D$25)","v":1.1895193799999999},{"$f":"kc(C251,Kc!$E$9:$H$9,Kc!$I$9:$K$9)","v":0.85},1.0110914729999998,{"$f":"K251*10*'Farm data entry'!$E$22","v":20.221829459999995},{"$f":"(L251*'Farm data entry'!$D$14)","v":3.0332744189999992},23.255103878999993,23.255103878999993,0,215.96328680091185,0,23.255103878999993,0,215.96328680091185,0,23.255103878999993,0,1137.8201437967634,0]
["1986-09-06",1986,249,{"$f":"VLOOKUP($A252,Rainfall!$D$3:$Q$10959,Hydrology!$D$1,FALSE)","v":0},{"$f":"MAX((D252-'Farm data entry'!$D$24)*'Farm data entry'!$D$23,0)*10*'Farm data entry'!$D$10","v":0},{"$f":"AND(C252>='Farm data entry'!$E$15,Hydrology!C252<='Farm data entry'!$E$16)","v":true},0,{"$f":"VLOOKUP($A252,ETo!$A$3:$N$10959,Hydrology!$D$1,FALSE)","v":1.3170156},{"$f":"(H252*'Farm data entry'!$D$25)","v":0.92191091999999986},{"$f":"kc(C252,Kc!$E$9:$H$9,Kc!$I$9:$K$9)","v":0.85},0.78362428199999989,{"$f":"K252*10*'Farm data entry'!$E$22","v":15.672485639999998},{"$f":"(L252*'Farm data entry'!$D$14)","v":2.3508728459999997},18.023358485999999,18.023358485999999,0,197.93992831491184,0,18.023358485999999,0,197.93992831491184,0,18.023358485999999,0,1119.7967853107634,0]
["1986-09-07",1986,250,{"$f":"VLOOKUP($A253,Rainfall!$D$3:$Q$10959,Hydrology!$D$1,FALSE)","v":9.9999999360000008E-2},{"$f":"MAX((D253-'Farm data entry'!$D$24)*'Farm data entry'!$D$23,0)*10*'Farm data entry'!$D$10","v":0},{"$f":"AND(C253>='Farm data entry'!$E$15,Hydrology!C253<='Farm data entry'!$E$16)","v":true},0,{"$f":"VLOOKUP($A253,ETo!$A$3:$N$10959,Hydrology!$D$1,FALSE)","v":2.0779035000000001},{"$f":"(H253*'Farm data entry'!$D$25)","v":1.4545324500000001},{"$f":"kc(C253,Kc!$E$9:$H$9,Kc!$I$9:$K$9)","v":0.85},1.2363525825000001,{"$f":"K253*10*'Farm data entry'!$E$22","v":24.727051650000003},{"$f":"(L253*'Farm data entry'!$D$14)","v":3.7090577475000002},28.436109397500005,28.436109397500005,0,169.50381891741182,0,28.436109397500005,0,169.50381891741182,0,28.436109397500005,0,1091.3606759132633,0]
["1986-09-08",1986,251,{"$f":"VLOOKUP($A254,Rainfall!$D$3:$Q$10959,Hydrology!$D$1,FALSE)","v":0},{"$f":"MAX((D254-'Farm data entry'!$D$24)*'Farm data entry'!$D$23,0)*10*'Farm data entry'!$D$10","v":0},{"$f":"AND(C254>='Farm data entry'!$E$15,Hydrology!C254<='Farm data entry'!$E$16)","v":true},0,{"$f":"VLOOKUP($A254,ETo!$A$3:$N$10959,Hydrology!$D$1,FALSE)","v":1.229136},{"$f":"(H254*'Farm data entry'!$D$25)","v":0.86039519999999992},{"$f":"kc(C254,Kc!$E$9:$H$9,Kc!$I$9:$K$9)","v":0.85},0.73133591999999992,{"$f":"K254*10*'Farm data entry'!$E$22","v":14.626718399999998},{"$f":"(L254*'Farm data entry'!$D$14)","v":2.1940077599999994},16.820726159999996,16.820726159999996,0,152.68309275741183,0,16.820726159999996,0,152.68309275741183,0,16.820726159999996,0,1074.5399497532633,0]
["1986-09-09",1986,252,{"$f":"VLOOKUP($A255,Rainfall!$D$3:$Q$10959,Hydrology!$D$1,FALSE)","v":0},{"$f":"MAX((D255-'Farm data entry'!$D$24)*'Farm data entry'!$D$23,0)*10*'Farm data entry'!$D$10","v":0},{"$f":"AND(C255>='Farm data entry'!$E$15,Hydrology!C255<='Farm data entry'!$E$16)","v":true},0,{"$f":"VLOOKUP($A255,ETo!$A$3:$N$10959,Hydrology!$D$1,FALSE)","v":1.5856421000000001},{"$f":"(H255*'Farm data entry'!$D$25)","v":1.1099494699999999},{"$f":"kc(C255,Kc!$E$9:$H$9,Kc!$I$9:$K$9)","v":0.85},0.94345704949999987,{"$f":"K255*10*'Farm data entry'!$E$22","v":18.869140989999998},{"$f":"(L255*'Farm data entry'!$D$14)","v":2.8303711484999998},21.699512138499998,21.699512138499998,0,130.98358061891184,0,21.699512138499998,0,130.98358061891184,0,21.699512138499998,0,1052.8404376147632,0]
["1986-09-10",1986,253,{"$f":"VLOOKUP($A256,Rainfall!$D$3:$Q$10959,Hydrology!$D$1,FALSE)","v":0},{"$f":"MAX((D256-'Farm data entry'!$D$24)*'Farm data entry'!$D$23,0)*10*'Farm data entry'!$D$10","v":0},{"$f":"AND(C256>='Farm data entry'!$E$15,Hydrology!C256<='Farm data entry'!$E$16)","v":true},0,{"$f":"VLOOKUP($A256,ETo!$A$3:$N$10959,Hydrology!$D$1,FALSE)","v":1.2811148000000001},{"$f":"(H256*'Farm data entry'!$D$25)","v":0.89678036000000005},{"$f":"kc(C256,Kc!$E$9:$H$9,Kc!$I$9:$K$9)","v":0.85},0.76226330600000003,{"$f":"K256*10*'Farm data entry'!$E$22","v":15.24526612},{"$f":"(L256*'Farm data entry'!$D$14)","v":2.2867899179999998},17.532056038,17.532056038,0,113.45152458091184,0,17.532056038,0,113.45152458091184,0,17.532056038,0,1035.3083815767632,0]
["1986-09-11",1986,254,{"$f":"VLOOKUP($A257,Rainfall!$D$3:$Q$10959,Hydrology!$D$1,FALSE)","v":0},{"$f":"MAX((D257-'Farm data entry'!$D$24)*'Farm data entry'!$D$23,0)*10*'Farm data entry'!$D$10","v":0},{"$f":"AND(C257>='Farm data entry'!$E$15,Hydrology!C257<='Farm data entry'!$E$16)","v":true},0,{"$f":"VLOOKUP($A257,ETo!$A$3:$N$10959,Hydrology!$D$1,FALSE)","v":1.1245309000000001},{"$f":"(H257*'Farm data entry'!$D$25)","v":0.78717163000000001},{"$f":"kc(C257,Kc!$E$9:$H$9,Kc!$I$9:$K$9)","v":0.85},0.66909588549999999,{"$f":"K257*10*'Farm data entry'!$E$22","v":13.38191771},{"$f":"(L257*'Farm data entry'!$D$14)","v":2.0072876565},15.389205366500001,15.389205366500001,0,98.062319214411843,0,15.389205366500001,0,98.062319214411843,0,15.389205366500001,0,1019.9191762102631,0]
["1986-09-12",1986,255,{"$f":"VLOOKUP($A258,Rainfall!$D$3:$Q$10959,Hydrology!$D$1,FALSE)","v":0},{"$f":"MAX((D258-'Farm data entry'!$D$24)*'Farm data entry'!$D$23,0)*10*'Farm data entry'!$D$10","v":0},{"$f":"AND(C258>='Farm data entry'!$E$15,Hydrology!C258<='Farm data entry'!$E$16)","v":true},0,{"$f":"VLOOKUP($A258,ETo!$A$3:$N$10959,Hydrology!$D$1,FALSE)","v":1.8010402000000001},{"$f":"(H258*'Farm data entry'!$D$25)","v":1.2607281399999999},{"$f":"kc(C258,Kc!$E$9:$H$9,Kc!$I$9:$K$9)","v":0.85},1.0716189189999998,{"$f":"K258*10*'Farm data entry'!$E$22","v":21.432378379999996},{"$f":"(L258*'Farm data entry'!$D$14)","v":3.2148567569999993},24.647235136999996,24.647235136999996,0,73.415084077411848,0,24.647235136999996,0,73.415084077411848,0,24.647235136999996,0,995.27194107326318,0]
["1986-09-13",1986,256,{"$f":"VLOOKUP($A259,Rainfall!$D$3:$Q$10959,Hydrology!$D$1,FALSE)","v":15.299999712},{"$f":"MAX((D259-'Farm data entry'!$D$24)*'Farm data entry'!$D$23,0)*10*'Farm data entry'!$D$10","v":252.69999452799999},{"$f":"AND(C259>='Farm data entry'!$E$15,Hydrology!C259<='Farm data entry'!$E$16)","v":true},252.69999452799999,{"$f":"VLOOKUP($A259,ETo!$A$3:$N$10959,Hydrology!$D$1,FALSE)","v":1.3791264000000001},{"$f":"(H259*'Farm data entry'!$D$25)","v":0.96538847999999999},{"$f":"kc(C259,Kc!$E$9:$H$9,Kc!$I$9:$K$9)","v":0.85},0.82058020799999998,{"$f":"K259*10*'Farm data entry'!$E$22","v":16.41160416},{"$f":"(L259*'Farm data entry'!$D$14)","v":2.4617406239999999},18.873344784,18.873344784,0,307.24173382141186,0,18.873344784,0,307.24173382141186,0,18.873344784,0,1229.0985908172631,0]
["1986-09-14",1986,{"$f":"A260-DATE(YEAR(A260)-1,12,31)","v":257},{"$f":"VLOOKUP($A260,Rainfall!$D$3:$Q$10959,Hydrology!$D$1,FALSE)","v":1.3000000176000002},{"$f":"MAX((D260-'Farm data entry'!$D$24)*'Farm data entry'!$D$23,0)*10*'Farm data entry'!$D$10","v":0},{"$f":"AND(C260>='Farm data entry'!$E$15,Hydrology!C260<='Farm data entry'!$E$16)","v":true},{"$f":"E260*F260","v":0},{"$f":"VLOOKUP($A260,ETo!$A$3:$N$10959,Hydrology!$D$1,FALSE)","v":1.0046390999999999},{"$f":"(H260*'Farm data entry'!$D$25)","v":0.70324736999999993},{"$f":"kc(C260,Kc!$E$9:$H$9,Kc!$I$9:$K$9)","v":0.85},{"$f":"(J260*I260)","v":0.59776026449999997},{"$f":"K260*10*'Farm data entry'!$E$22","v":11.955205289999999},{"$f":"(L260*'Farm data entry'!$D$14)","v":1.7932807934999997},13.748486083499998,{"$f":"MIN($N260,Q259+$G260)","v":13.748486083499998},{"$f":"MAX(Q259+$G260-$N260-P$1,0)","v":0},{"$f":"MIN(Q259-O260+$G260,P$1)","v":293.49324773791187},0,13.748486083499998,0,293.49324773791187,0,13.748486083499998,0,1215.3501047337631,0]
["1986-09-15",{"$f":"YEAR(A261)","v":1986},258,{"$f":"VLOOKUP($A261,Rainfall!$D$3:$Q$10959,Hydrology!$D$1,FALSE)","v":14.500000512},{"$f":"MAX((D261-'Farm data entry'!$D$24)*'Farm data entry'!$D$23,0)*10*'Farm data entry'!$D$10","v":237.50000972799998},{"$f":"AND(C261>='Farm data entry'!$E$15,Hydrology!C261<='Farm data entry'!$E$16)","v":true},237.50000972799998,{"$f":"VLOOKUP($A261,ETo!$A$3:$N$10959,Hydrology!$D$1,FALSE)","v":0.62413799999999997},{"$f":"(H261*'Farm data entry'!$D$25)","v":0.43689659999999997},{"$f":"kc(C261,Kc!$E$9:$H$9,Kc!$I$9:$K$9)","v":0.85},0.37136210999999997,{"$f":"K261*10*'Farm data entry'!$E$22","v":7.4272421999999994},{"$f":"(L261*'Farm data entry'!$D$14)","v":1.1140863299999999},{"$f":"SUM(L261:M261)","v":8.5413285299999995},8.5413285299999995,0,522.45192893591184,{"$f":"$N261-O261","v":0},{"$f":"MIN($N261,U260+$G261)","v":8.5413285299999995},{"$f":"MAX(U260+$G261-$N261-T$1,0)","v":0},{"$f":"MIN(U260-S261+$G261,T$1)","v":522.45192893591184},{"$f":"$N261-S261","v":0},{"$f":"MIN($N261,Y260+$G261)","v":8.5413285299999995},{"$f":"MAX(Y260+$G261-$N261-X$1,0)","v":0},{"$f":"MIN(Y260-W261+$G261,X$1)","v":1444.3087859317629},{"$f":"$N261-W261","v":0}]
["1986-09-16",1986,259,{"$f":"VLOOKUP($A262,Rainfall!$D$3:$Q$10959,Hydrology!$D$1,FALSE)","v":0.30000000671999999},{"$f":"MAX((D262-'Farm data entry'!$D$24)*'Farm data entry'!$D$23,0)*10*'Farm data entry'!$D$10","v":0},{"$f":"AND(C262>='Farm data entry'!$E$15,Hydrology!C262<='Farm data entry'!$E$16)","v":true},0,{"$f":"VLOOKUP($A262,ETo!$A$3:$N$10959,Hydrology!$D$1,FALSE)","v":1.3798212000000001},{"$f":"(H262*'Farm data entry'!$D$25)","v":0.96587484000000001},{"$f":"kc(C262,Kc!$E$9:$H$9,Kc!$I$9:$K$9)","v":0.85},0.82099361400000004,{"$f":"K262*10*'Farm data entry'!$E$22","v":16.41987228},{"$f":"(L262*'Farm data entry'!$D$14)","v":2.4629808419999999},18.882853122,18.882853122,0,503.56907581391181,0,18.882853122,0,503.56907581391181,0,18.882853122,0,1425.425932809763,0]
["1986-09-17",1986,260,{"$f":"VLOOKUP($A263,Rainfall!$D$3:$Q$10959,Hydrology!$D$1,FALSE)","v":0.90000002879999996},{"$f":"MAX((D263-'Farm data entry'!$D$24)*'Farm data entry'!$D$23,0)*10*'Farm data entry'!$D$10","v":0},{"$f":"AND(C263>='Farm data entry'!$E$15,Hydrology!C263<='Farm data entry'!$E$16)","v":true},0,{"$f":"VLOOKUP($A263,ETo!$A$3:$N$10959,Hydrology!$D$1,FALSE)","v":0.94123579999999996},{"$f":"(H263*'Farm data entry'!$D$25)","v":0.65886505999999989},{"$f":"kc(C263,Kc!$E$9:$H$9,Kc!$I$9:$K$9)","v":0.85},0.56003530099999987,{"$f":"K263*10*'Farm data entry'!$E$22","v":11.200706019999998},{"$f":"(L263*'Farm data entry'!$D$14)","v":1.6801059029999996},12.880811922999998,12.880811922999998,0,490.6882638909118,0,12.880811922999998,0,490.6882638909118,0,12.880811922999998,0,1412.545120886763,0]
["1986-09-18",1986,261,{"$f":"VLOOKUP($A264,Rainfall!$D$3:$Q$10959,Hydrology!$D$1,FALSE)","v":0},{"$f":"MAX((D264-'Farm data entry'!$D$24)*'Farm data entry'!$D$23,0)*10*'Farm data entry'!$D$10","v":0},{"$f":"AND(C264>='Farm data entry'!$E$15,Hydrology!C264<='Farm data entry'!$E$16)","v":true},0,{"$f":"VLOOKUP($A264,ETo!$A$3:$N$10959,Hydrology!$D$1,FALSE)","v":1.4956725},{"$f":"(H264*'Farm data entry'!$D$25)","v":1.0469707499999998},{"$f":"kc(C264,Kc!$E$9:$H$9,Kc!$I$9:$K$9)","v":0.85},0.8899251374999998,{"$f":"K264*10*'Farm data entry'!$E$22","v":17.798502749999997},{"$f":"(L264*'Farm data entry'!$D$14)","v":2.6697754124999995},20.468278162499995,20.468278162499995,0,470.21998572841181,0,20.468278162499995,0,470.21998572841181,0,20.468278162499995,0,1392.0768427242631,0]
["1986-09-19",1986,262,{"$f":"VLOOKUP($A265,Rainfall!$D$3:$Q$10959,Hydrology!$D$1,FALSE)","v":0},{"$f":"MAX((D265-'Farm data entry'!$D$24)*'Farm data entry'!$D$23,0)*10*'Farm data entry'!$D$10","v":0},{"$f":"AND(C265>='Farm data entry'!$E$15,Hydrology!C265<='Farm data entry'!$E$16)","v":true},0,{"$f":"VLOOKUP($A265,ETo!$A$3:$N$10959,Hydrology!$D$1,FALSE)","v":1.3154442},{"$f":"(H265*'Farm data entry'!$D$25)","v":0.92081093999999986},{"$f":"kc(C265,Kc!$E$9:$H$9,Kc!$I$9:$K$9)","v":0.85},0.78268929899999984,{"$f":"K265*10*'Farm data entry'!$E$22","v":15.653785979999997},{"$f":"(L265*'Farm data entry'!$D$14)","v":2.3480678969999995},18.001853876999995,18.001853876999995,0,452.21813185141184,0,18.001853876999995,0,452.21813185141184,0,18.001853876999995,0,1374.0749888472631,0]
["1986-09-20",1986,263,{"$f":"VLOOKUP($A266,Rainfall!$D$3:$Q$10959,Hydrology!$D$1,FALSE)","v":0},{"$f":"MAX((D266-'Farm data entry'!$D$24)*'Farm data entry'!$D$23,0)*10*'Farm data entry'!$D$10","v":0},{"$f":"AND(C266>='Farm data entry'!$E$15,Hydrology!C266<='Farm data entry'!$E$16)","v":true},0,{"$f":"VLOOKUP($A266,ETo!$A$3:$N$10959,Hydrology!$D$1,FALSE)","v":1.3842148000000001},{"$f":"(H266*'Farm data entry'!$D$25)","v":0.96895036000000001},{"$f":"kc(C266,Kc!$E$9:$H$9,Kc!$I$9:$K$9)","v":0.85},0.82360780599999994,{"$f":"K266*10*'Farm data entry'!$E$22","v":16.472156119999998},{"$f":"(L266*'Farm data entry'!$D$14)","v":2.4708234179999997},18.942979537999996,18.942979537999996,0,433.27515231341187,0,18.942979537999996,0,433.27515231341187,0,18.942979537999996,0,1355.1320093092631,0]
["1986-09-21",1986,264,{"$f":"VLOOKUP($A267,Rainfall!$D$3:$Q$10959,Hydrology!$D$1,FALSE)","v":0},{"$f":"MAX((D267-'Farm data entry'!$D$24)*'Farm data entry'!$D$23,0)*10*'Farm data entry'!$D$10","v":0},{"$f":"AND(C267>='Farm data entry'!$E$15,Hydrology!C267<='Farm data entry'!$E$16)","v":true},0,{"$f":"VLOOKUP($A267,ETo!$A$3:$N$10959,Hydrology!$D$1,FALSE)","v":1.4849692999999999},{"$f":"(H267*'Farm data entry'!$D$25)","v":1.0394785099999999},{"$f":"kc(C267,Kc!$E$9:$H$9,Kc!$I$9:$K$9)","v":0.85},0.88355673349999986,{"$f":"K267*10*'Farm data entry'!$E$22","v":17.671134669999997},{"$f":"(L267*'Farm data entry'!$D$14)","v":2.6506702004999996},20.321804870499996,20.321804870499996,0,412.95334744291188,0,20.321804870499996,0,412.95334744291188,0,20.321804870499996,0,1334.8102044387631,0]
["1986-09-22",1986,265,{"$f":"VLOOKUP($A268,Rainfall!$D$3:$Q$10959,Hydrology!$D$1,FALSE)","v":0},{"$f":"MAX((D268-'Farm data entry'!$D$24)*'Farm data entry'!$D$23,0)*10*'Farm data entry'!$D$10","v":0},{"$f":"AND(C268>='Farm data entry'!$E$15,Hydrology!C268<='Farm data entry'!$E$16)","v":true},0,{"$f":"VLOOKUP($A268,ETo!$A$3:$N$10959,Hydrology!$D$1,FALSE)","v":1.2913911},{"$f":"(H268*'Farm data entry'!$D$25)","v":0.9039737699999999},{"$f":"kc(C268,Kc!$E$9:$H$9,Kc!$I$9:$K$9)","v":0.85},0.76837770449999987,{"$f":"K268*10*'Farm data entry'!$E$22","v":15.367554089999997},{"$f":"(L268*'Farm data entry'!$D$14)","v":2.3051331134999993},17.672687203499997,17.672687203499997,0,395.28066023941187,0,17.672687203499997,0,395.28066023941187,0,17.672687203499997,0,1317.1375172352632,0]
["1986-09-23",1986,266,{"$f":"VLOOKUP($A269,Rainfall!$D$3:$Q$10959,Hydrology!$D$1,FALSE)","v":0},{"$f":"MAX((D269-'Farm data entry'!$D$24)*'Farm data entry'!$D$23,0)*10*'Farm data entry'!$D$10","v":0},{"$f":"AND(C269>='Farm data entry'!$E$15,Hydrology!C269<='Farm data entry'!$E$16)","v":true},0,{"$f":"VLOOKUP($A269,ETo!$A$3:$N$10959,Hydrology!$D$1,FALSE)","v":0.97026000000000001},{"$f":"(H269*'Farm data entry'!$D$25)","v":0.67918199999999995},{"$f":"kc(C269,Kc!$E$9:$H$9,Kc!$I$9:$K$9)","v":0.85},0.57730469999999989,{"$f":"K269*10*'Farm data entry'!$E$22","v":11.546093999999998},{"$f":"(L269*'Farm data entry'!$D$14)","v":1.7319140999999998},13.278008099999997,13.278008099999997,0,382.00265213941185,0,13.278008099999997,0,382.00265213941185,0,13.278008099999997,0,1303.8595091352631,0]
["1986-09-24",1986,267,{"$f":"VLOOKUP($A270,Rainfall!$D$3:$Q$10959,Hydrology!$D$1,FALSE)","v":0},{"$f":"MAX((D270-'Farm data entry'!$D$24)*'Farm data entry'!$D$23,0)*10*'Farm data entry'!$D$10","v":0},{"$f":"AND(C270>='Farm data entry'!$E$15,Hydrology!C270<='Farm data entry'!$E$16)","v":true},0,{"$f":"VLOOKUP($A270,ETo!$A$3:$N$10959,Hydrology!$D$1,FALSE)","v":0.943716},{"$f":"(H270*'Farm data entry'!$D$25)","v":0.6606012},{"$f":"kc(C270,Kc!$E$9:$H$9,Kc!$I$9:$K$9)","v":0.85},0.56151101999999997,{"$f":"K270*10*'Farm data entry'!$E$22","v":11.2302204},{"$f":"(L270*'Farm data entry'!$D$14)","v":1.6845330599999999},12.91475346,12.91475346,0,369.08789867941186,0,12.91475346,0,369.08789867941186,0,12.91475346,0,1290.9447556752632,0]
["1986-09-25",1986,268,{"$f":"VLOOKUP($A271,Rainfall!$D$3:$Q$10959,Hydrology!$D$1,FALSE)","v":0},{"$f":"MAX((D271-'Farm data entry'!$D$24)*'Farm data entry'!$D$23,0)*10*'Farm data entry'!$D$10","v":0},{"$f":"AND(C271>='Farm data entry'!$E$15,Hydrology!C271<='Farm data entry'!$E$16)","v":true},0,{"$f":"VLOOKUP($A271,ETo!$A$3:$N$10959,Hydrology!$D$1,FALSE)","v":1.6008297},{"$f":"(H271*'Farm data entry'!$D$25)","v":1.12058079},{"$f":"kc(C271,Kc!$E$9:$H$9,Kc!$I$9:$K$9)","v":0.85},0.95249367149999997,{"$f":"K271*10*'Farm data entry'!$E$22","v":19.049873429999998},{"$f":"(L271*'Farm data entry'!$D$14)","v":2.8574810144999998},21.907354444499997,21.907354444499997,0,347.18054423491185,0,21.907354444499997,0,347.18054423491185,0,21.907354444499997,0,1269.0374012307632,0]
["1986-09-26",1986,269,{"$f":"VLOOKUP($A272,Rainfall!$D$3:$Q$10959,Hydrology!$D$1,FALSE)","v":0},{"$f":"MAX((D272-'Farm data entry'!$D$24)*'Farm data entry'!$D$23,0)*10*'Farm data entry'!$D$10","v":0},{"$f":"AND(C272>='Farm data entry'!$E$15,Hydrology!C272<='Farm data entry'!$E$16)","v":true},0,{"$f":"VLOOKUP($A272,ETo!$A$3:$N$10959,Hydrology!$D$1,FALSE)","v":1.0594827},{"$f":"(H272*'Farm data entry'!$D$25)","v":0.74163788999999991},{"$f":"kc(C272,Kc!$E$9:$H$9,Kc!$I$9:$K$9)","v":0.85},0.63039220649999994,{"$f":"K272*10*'Farm data entry'!$E$22","v":12.607844129999998},{"$f":"(L272*'Farm data entry'!$D$14)","v":1.8911766194999997},14.499020749499998,14.499020749499998,0,332.68152348541184,0,14.499020749499998,0,332.68152348541184,0,14.499020749499998,0,1254.5383804812632,0]
["1986-09-27",1986,270,{"$f":"VLOOKUP($A273,Rainfall!$D$3:$Q$10959,Hydrology!$D$1,FALSE)","v":0},{"$f":"MAX((D273-'Farm data entry'!$D$24)*'Farm data entry'!$D$23,0)*10*'Farm data entry'!$D$10","v":0},{"$f":"AND(C273>='Farm data entry'!$E$15,Hydrology!C273<='Farm data entry'!$E$16)","v":true},0,{"$f":"VLOOKUP($A273,ETo!$A$3:$N$10959,Hydrology!$D$1,FALSE)","v":1.036581},{"$f":"(H273*'Farm data entry'!$D$25)","v":0.72560669999999994},{"$f":"kc(C273,Kc!$E$9:$H$9,Kc!$I$9:$K$9)","v":0.85},0.61676569499999989,{"$f":"K273*10*'Farm data entry'!$E$22","v":12.335313899999997},{"$f":"(L273*'Farm data entry'!$D$14)","v":1.8502970849999996},14.185610984999997,14.185610984999997,0,318.49591250041186,0,14.185610984999997,0,318.49591250041186,0,14.185610984999997,0,1240.3527694962631,0]
["1986-09-28",1986,271,{"$f":"VLOOKUP($A274,Rainfall!$D$3:$Q$10959,Hydrology!$D$1,FALSE)","v":0},{"$f":"MAX((D274-'Farm data entry'!$D$24)*'Farm data entry'!$D$23,0)*10*'Farm data entry'!$D$10","v":0},{"$f":"AND(C274>='Farm data entry'!$E$15,Hydrology!C274<='Farm data entry'!$E$16)","v":true},0,{"$f":"VLOOKUP($A274,ETo!$A$3:$N$10959,Hydrology!$D$1,FALSE)","v":1.0666157999999999},{"$f":"(H274*'Farm data entry'!$D$25)","v":0.7466310599999999},{"$f":"kc(C274,Kc!$E$9:$H$9,Kc!$I$9:$K$9)","v":0.85},0.63463640099999985,{"$f":"K274*10*'Farm data entry'!$E$22","v":12.692728019999997},{"$f":"(L274*'Farm data entry'!$D$14)","v":1.9039092029999996},14.596637222999997,14.596637222999997,0,303.89927527741185,0,14.596637222999997,0,303.89927527741185,0,14.596637222999997,0,1225.7561322732631,0]
["1986-09-29",1986,272,{"$f":"VLOOKUP($A275,Rainfall!$D$3:$Q$10959,Hydrology!$D$1,FALSE)","v":0},{"$f":"MAX((D275-'Farm data entry'!$D$24)*'Farm data entry'!$D$23,0)*10*'Farm data entry'!$D$10","v":0},{"$f":"AND(C275>='Farm data entry'!$E$15,Hydrology!C275<='Farm data entry'!$E$16)","v":true},0,{"$f":"VLOOKUP($A275,ETo!$A$3:$N$10959,Hydrology!$D$1,FALSE)","v":0.55845500000000003},{"$f":"(H275*'Farm data entry'!$D$25)","v":0.3909185},{"$f":"kc(C275,Kc!$E$9:$H$9,Kc!$I$9:$K$9)","v":0.85},0.332280725,{"$f":"K275*10*'Farm data entry'!$E$22","v":6.6456144999999998},{"$f":"(L275*'Farm data entry'!$D$14)","v":0.99684217499999994},7.642456675,7.642456675,0,296.25681860241184,0,7.642456675,0,296.25681860241184,0,7.642456675,0,1218.1136755982632,0]
["1986-09-30",1986,273,{"$f":"VLOOKUP($A276,Rainfall!$D$3:$Q$10959,Hydrology!$D$1,FALSE)","v":0},{"$f":"MAX((D276-'Farm data entry'!$D$24)*'Farm data entry'!$D$23,0)*10*'Farm data entry'!$D$10","v":0},{"$f":"AND(C276>='Farm data entry'!$E$15,Hydrology!C276<='Farm data entry'!$E$16)","v":true},0,{"$f":"VLOOKUP($A276,ETo!$A$3:$N$10959,Hydrology!$D$1,FALSE)","v":0.54161029999999999},{"$f":"(H276*'Farm data entry'!$D$25)","v":0.37912720999999999},{"$f":"kc(C276,Kc!$E$9:$H$9,Kc!$I$9:$K$9)","v":0.85},0.32225812849999996,{"$f":"K276*10*'Farm data entry'!$E$22","v":6.445162569999999},{"$f":"(L276*'Farm data entry'!$D$14)","v":0.96677438549999983},7.411936955499999,7.411936955499999,0,288.84488164691186,0,7.411936955499999,0,288.84488164691186,0,7.411936955499999,0,1210.7017386427631,0]
["1986-10-01",1986,274,{"$f":"VLOOKUP($A277,Rainfall!$D$3:$Q$10959,Hydrology!$D$1,FALSE)","v":0},{"$f":"MAX((D277-'Farm data entry'!$D$24)*'Farm data entry'!$D$23,0)*10*'Farm data entry'!$D$10","v":0},{"$f":"AND(C277>='Farm data entry'!$E$15,Hydrology!C277<='Farm data entry'!$E$16)","v":true},0,{"$f":"VLOOKUP($A277,ETo!$A$3:$N$10959,Hydrology!$D$1,FALSE)","v":0.57135164999999999},{"$f":"(H277*'Farm data entry'!$D$25)","v":0.39994615499999997},{"$f":"kc(C277,Kc!$E$9:$H$9,Kc!$I$9:$K$9)","v":0.85},0.33995423174999995,{"$f":"K277*10*'Farm data entry'!$E$22","v":6.7990846349999989},{"$f":"(L277*'Farm data entry'!$D$14)","v":1.0198626952499998},7.8189473302499986,7.8189473302499986,0,281.02593431666185,0,7.8189473302499986,0,281.02593431666185,0,7.8189473302499986,0,1202.8827913125131,0]
["1986-10-02",1986,275,{"$f":"VLOOKUP($A278,Rainfall!$D$3:$Q$10959,Hydrology!$D$1,FALSE)","v":0},{"$f":"MAX((D278-'Farm data entry'!$D$24)*'Farm data entry'!$D$23,0)*10*'Farm data entry'!$D$10","v":0},{"$f":"AND(C278>='Farm data entry'!$E$15,Hydrology!C278<='Farm data entry'!$E$16)","v":true},0,{"$f":"VLOOKUP($A278,ETo!$A$3:$N$10959,Hydrology!$D$1,FALSE)","v":0.97025680000000003},{"$f":"(H278*'Farm data entry'!$D$25)","v":0.67917976000000002},{"$f":"kc(C278,Kc!$E$9:$H$9,Kc!$I$9:$K$9)","v":0.85},0.57730279600000001,{"$f":"K278*10*'Farm data entry'!$E$22","v":11.546055920000001},{"$f":"(L278*'Farm data entry'!$D$14)","v":1.7319083880000001},13.277964308000001,13.277964308000001,0,267.74797000866187,0,13.277964308000001,0,267.74797000866187,0,13.277964308000001,0,1189.604827004513,0]
["1986-10-03",1986,276,{"$f":"VLOOKUP($A279,Rainfall!$D$3:$Q$10959,Hydrology!$D$1,FALSE)","v":0},{"$f":"MAX((D279-'Farm data entry'!$D$24)*'Farm data entry'!$D$23,0)*10*'Farm data entry'!$D$10","v":0},{"$f":"AND(C279>='Farm data entry'!$E$15,Hydrology!C279<='Farm data entry'!$E$16)","v":true},0,{"$f":"VLOOKUP($A279,ETo!$A$3:$N$10959,Hydrology!$D$1,FALSE)","v":0.96044620000000003},{"$f":"(H279*'Farm data entry'!$D$25)","v":0.67231233999999995},{"$f":"kc(C279,Kc!$E$9:$H$9,Kc!$I$9:$K$9)","v":0.72499999999999998},0.48742644649999994,{"$f":"K279*10*'Farm data entry'!$E$22","v":9.7485289299999991},{"$f":"(L279*'Farm data entry'!$D$14)","v":1.4622793394999998},11.210808269499999,11.210808269499999,0,256.53716173916189,0,11.210808269499999,0,256.53716173916189,0,11.210808269499999,0,1178.3940187350131,0]
["1986-10-04",1986,277,{"$f":"VLOOKUP($A280,Rainfall!$D$3:$Q$10959,Hydrology!$D$1,FALSE)","v":0},{"$f":"MAX((D280-'Farm data entry'!$D$24)*'Farm data entry'!$D$23,0)*10*'Farm data entry'!$D$10","v":0},{"$f":"AND(C280>='Farm data entry'!$E$15,Hydrology!C280<='Farm data entry'!$E$16)","v":true},0,{"$f":"VLOOKUP($A280,ETo!$A$3:$N$10959,Hydrology!$D$1,FALSE)","v":1.4682542000000001},{"$f":"(H280*'Farm data entry'!$D$25)","v":1.02777794},{"$f":"kc(C280,Kc!$E$9:$H$9,Kc!$I$9:$K$9)","v":0.7},0.71944455799999996,{"$f":"K280*10*'Farm data entry'!$E$22","v":14.38889116},{"$f":"(L280*'Farm data entry'!$D$14)","v":2.1583336740000001},16.547224834000001,16.547224834000001,0,239.9899369051619,0,16.547224834000001,0,239.9899369051619,0,16.547224834000001,0,1161.8467939010131,0]
["1986-10-05",1986,278,{"$f":"VLOOKUP($A281,Rainfall!$D$3:$Q$10959,Hydrology!$D$1,FALSE)","v":0},{"$f":"MAX((D281-'Farm data entry'!$D$24)*'Farm data entry'!$D$23,0)*10*'Farm data entry'!$D$10","v":0},{"$f":"AND(C281>='Farm data entry'!$E$15,Hydrology!C281<='Farm data entry'!$E$16)","v":true},0,{"$f":"VLOOKUP($A281,ETo!$A$3:$N$10959,Hydrology!$D$1,FALSE)","v":0.37559579999999998},{"$f":"(H281*'Farm data entry'!$D$25)","v":0.26291705999999998},{"$f":"kc(C281,Kc!$E$9:$H$9,Kc!$I$9:$K$9)","v":0.67500000000000004},0.17746901549999999,{"$f":"K281*10*'Farm data entry'!$E$22","v":3.5493803100000001},{"$f":"(L281*'Farm data entry'!$D$14)","v":0.53240704650000004},4.0817873565000005,4.0817873565000005,0,235.9081495486619,0,4.0817873565000005,0,235.9081495486619,0,4.0817873565000005,0,1157.7650065445132,0]
["1986-10-06",1986,279,{"$f":"VLOOKUP($A282,Rainfall!$D$3:$Q$10959,Hydrology!$D$1,FALSE)","v":0},{"$f":"MAX((D282-'Farm data entry'!$D$24)*'Farm data entry'!$D$23,0)*10*'Farm data entry'!$D$10","v":0},{"$f":"AND(C282>='Farm data entry'!$E$15,Hydrology!C282<='Farm data entry'!$E$16)","v":true},0,{"$f":"VLOOKUP($A282,ETo!$A$3:$N$10959,Hydrology!$D$1,FALSE)","v":0.86748429999999999},{"$f":"(H282*'Farm data entry'!$D$25)","v":0.60723900999999991},{"$f":"kc(C282,Kc!$E$9:$H$9,Kc!$I$9:$K$9)","v":0.65},0.39470535649999994,{"$f":"K282*10*'Farm data entry'!$E$22","v":7.8941071299999983},{"$f":"(L282*'Farm data entry'!$D$14)","v":1.1841160694999997},9.0782231994999982,9.0782231994999982,0,226.82992634916189,0,9.0782231994999982,0,226.82992634916189,0,9.0782231994999982,0,1148.6867833450133,0]
["1986-10-07",1986,280,{"$f":"VLOOKUP($A283,Rainfall!$D$3:$Q$10959,Hydrology!$D$1,FALSE)","v":0.39999998880000004},{"$f":"MAX((D283-'Farm data entry'!$D$24)*'Farm data entry'!$D$23,0)*10*'Farm data entry'!$D$10","v":0},{"$f":"AND(C283>='Farm data entry'!$E$15,Hydrology!C283<='Farm data entry'!$E$16)","v":true},0,{"$f":"VLOOKUP($A283,ETo!$A$3:$N$10959,Hydrology!$D$1,FALSE)","v":1.2306613},{"$f":"(H283*'Farm data entry'!$D$25)","v":0.86146290999999997},{"$f":"kc(C283,Kc!$E$9:$H$9,Kc!$I$9:$K$9)","v":0.625},0.53841431875000001,{"$f":"K283*10*'Farm data entry'!$E$22","v":10.768286375000001},{"$f":"(L283*'Farm data entry'!$D$14)","v":1.6152429562500001},12.383529331250001,12.383529331250001,0,214.44639701791189,0,12.383529331250001,0,214.44639701791189,0,12.383529331250001,0,1136.3032540137633,0]
["1986-10-08",1986,281,{"$f":"VLOOKUP($A284,Rainfall!$D$3:$Q$10959,Hydrology!$D$1,FALSE)","v":0.39999998880000004},{"$f":"MAX((D284-'Farm data entry'!$D$24)*'Farm data entry'!$D$23,0)*10*'Farm data entry'!$D$10","v":0},{"$f":"AND(C284>='Farm data entry'!$E$15,Hydrology!C284<='Farm data entry'!$E$16)","v":true},0,{"$f":"VLOOKUP($A284,ETo!$A$3:$N$10959,Hydrology!$D$1,FALSE)","v":0.58677506000000001},{"$f":"(H284*'Farm data entry'!$D$25)","v":0.41074254199999999},{"$f":"kc(C284,Kc!$E$9:$H$9,Kc!$I$9:$K$9)","v":0.6},0.24644552519999999,{"$f":"K284*10*'Farm data entry'!$E$22","v":4.9289105040000001},{"$f":"(L284*'Farm data entry'!$D$14)","v":0.73933657559999999},5.6682470796000004,5.6682470796000004,0,208.77814993831188,0,5.6682470796000004,0,208.77814993831188,0,5.6682470796000004,0,1130.6350069341634,0]
["1986-10-09",1986,282,{"$f":"VLOOKUP($A285,Rainfall!$D$3:$Q$10959,Hydrology!$D$1,FALSE)","v":0},{"$f":"MAX((D285-'Farm data entry'!$D$24)*'Farm data entry'!$D$23,0)*10*'Farm data entry'!$D$10","v":0},{"$f":"AND(C285>='Farm data entry'!$E$15,Hydrology!C285<='Farm data entry'!$E$16)","v":true},0,{"$f":"VLOOKUP($A285,ETo!$A$3:$N$10959,Hydrology!$D$1,FALSE)","v":1.1438625},{"$f":"(H285*'Farm data entry'!$D$25)","v":0.80070374999999994},{"$f":"kc(C285,Kc!$E$9:$H$9,Kc!$I$9:$K$9)","v":0.57499999999999996},0.46040465624999993,{"$f":"K285*10*'Farm data entry'!$E$22","v":9.2080931249999978},{"$f":"(L285*'Farm data entry'!$D$14)","v":1.3812139687499996},10.589307093749998,10.589307093749998,0,198.18884284456189,0,10.589307093749998,0,198.18884284456189,0,10.589307093749998,0,1120.0456998404134,0]
["1986-10-10",1986,283,{"$f":"VLOOKUP($A286,Rainfall!$D$3:$Q$10959,Hydrology!$D$1,FALSE)","v":9.9999999360000008E-2},{"$f":"MAX((D286-'Farm data entry'!$D$24)*'Farm data entry'!$D$23,0)*10*'Farm data entry'!$D$10","v":0},{"$f":"AND(C286>='Farm data entry'!$E$15,Hydrology!C286<='Farm data entry'!$E$16)","v":true},0,{"$f":"VLOOKUP($A286,ETo!$A$3:$N$10959,Hydrology!$D$1,FALSE)","v":0.50202539999999996},{"$f":"(H286*'Farm data entry'!$D$25)","v":0.35141777999999996},{"$f":"kc(C286,Kc!$E$9:$H$9,Kc!$I$9:$K$9)","v":0.55000000000000004},0.19327977899999998,{"$f":"K286*10*'Farm data entry'!$E$22","v":3.8655955799999999},{"$f":"(L286*'Farm data entry'!$D$14)","v":0.57983933700000001},4.445434917,4.445434917,0,193.74340792756189,0,4.445434917,0,193.74340792756189,0,4.445434917,0,1115.6002649234133,0]
["1986-10-11",1986,284,{"$f":"VLOOKUP($A287,Rainfall!$D$3:$Q$10959,Hydrology!$D$1,FALSE)","v":0},{"$f":"MAX((D287-'Farm data entry'!$D$24)*'Farm data entry'!$D$23,0)*10*'Farm data entry'!$D$10","v":0},{"$f":"AND(C287>='Farm data entry'!$E$15,Hydrology!C287<='Farm data entry'!$E$16)","v":true},0,{"$f":"VLOOKUP($A287,ETo!$A$3:$N$10959,Hydrology!$D$1,FALSE)","v":0.73810964999999995},{"$f":"(H287*'Farm data entry'!$D$25)","v":0.51667675499999999},{"$f":"kc(C287,Kc!$E$9:$H$9,Kc!$I$9:$K$9)","v":0.52500000000000002},0.27125529637500001,{"$f":"K287*10*'Farm data entry'!$E$22","v":5.4251059275000006},{"$f":"(L287*'Farm data entry'!$D$14)","v":0.81376588912500003},6.238871816625001,6.238871816625001,0,187.5045361109369,0,6.238871816625001,0,187.5045361109369,0,6.238871816625001,0,1109.3613931067882,0]
["1986-10-12",1986,285,{"$f":"VLOOKUP($A288,Rainfall!$D$3:$Q$10959,Hydrology!$D$1,FALSE)","v":0},{"$f":"MAX((D288-'Farm data entry'!$D$24)*'Farm data entry'!$D$23,0)*10*'Farm data entry'!$D$10","v":0},{"$f":"AND(C288>='Farm data entry'!$E$15,Hydrology!C288<='Farm data entry'!$E$16)","v":true},0,{"$f":"VLOOKUP($A288,ETo!$A$3:$N$10959,Hydrology!$D$1,FALSE)","v":0.27553749999999999},{"$f":"(H288*'Farm data entry'!$D$25)","v":0.19287624999999997},{"$f":"kc(C288,Kc!$E$9:$H$9,Kc!$I$9:$K$9)","v":0.5},9.6438124999999986E-2,{"$f":"K288*10*'Farm data entry'!$E$22","v":1.9287624999999997},{"$f":"(L288*'Farm data entry'!$D$14)","v":0.28931437499999996},2.2180768749999995,2.2180768749999995,0,185.28645923593689,0,2.2180768749999995,0,185.28645923593689,0,2.2180768749999995,0,1107.1433162317883,0]
["1986-10-13",1986,286,{"$f":"VLOOKUP($A289,Rainfall!$D$3:$Q$10959,Hydrology!$D$1,FALSE)","v":0},{"$f":"MAX((D289-'Farm data entry'!$D$24)*'Farm data entry'!$D$23,0)*10*'Farm data entry'!$D$10","v":0},{"$f":"AND(C289>='Farm data entry'!$E$15,Hydrology!C289<='Farm data entry'!$E$16)","v":true},0,{"$f":"VLOOKUP($A289,ETo!$A$3:$N$10959,Hydrology!$D$1,FALSE)","v":0.42804759999999997},{"$f":"(H289*'Farm data entry'!$D$25)","v":0.29963331999999998},{"$f":"kc(C289,Kc!$E$9:$H$9,Kc!$I$9:$K$9)","v":0.47499999999999998},0.14232582699999999,{"$f":"K289*10*'Farm data entry'!$E$22","v":2.8465165399999997},{"$f":"(L289*'Farm data entry'!$D$14)","v":0.42697748099999994},3.2734940209999994,3.2734940209999994,0,182.01296521493688,0,3.2734940209999994,0,182.01296521493688,0,3.2734940209999994,0,1103.8698222107882,0]
["1986-10-14",1986,287,{"$f":"VLOOKUP($A290,Rainfall!$D$3:$Q$10959,Hydrology!$D$1,FALSE)","v":16.2},{"$f":"MAX((D290-'Farm data entry'!$D$24)*'Farm data entry'!$D$23,0)*10*'Farm data entry'!$D$10","v":269.79999999999995},{"$f":"AND(C290>='Farm data entry'!$E$15,Hydrology!C290<='Farm data entry'!$E$16)","v":true},269.79999999999995,{"$f":"VLOOKUP($A290,ETo!$A$3:$N$10959,Hydrology!$D$1,FALSE)","v":0.30431091999999998},{"$f":"(H290*'Farm data entry'!$D$25)","v":0.21301764399999998},{"$f":"kc(C290,Kc!$E$9:$H$9,Kc!$I$9:$K$9)","v":0.45},9.5857939799999986E-2,{"$f":"K290*10*'Farm data entry'!$E$22","v":1.9171587959999998},{"$f":"(L290*'Farm data entry'!$D$14)","v":0.28757381939999999},2.2047326153999998,2.2047326153999998,0,449.60823259953685,0,2.2047326153999998,0,449.60823259953685,0,2.2047326153999998,0,1371.4650895953882,0]
["1986-10-15",1986,288,{"$f":"VLOOKUP($A291,Rainfall!$D$3:$Q$10959,Hydrology!$D$1,FALSE)","v":0},{"$f":"MAX((D291-'Farm data entry'!$D$24)*'Farm data entry'!$D$23,0)*10*'Farm data entry'!$D$10","v":0},{"$f":"AND(C291>='Farm data entry'!$E$15,Hydrology!C291<='Farm data entry'!$E$16)","v":true},0,{"$f":"VLOOKUP($A291,ETo!$A$3:$N$10959,Hydrology!$D$1,FALSE)","v":0.77822672999999998},{"$f":"(H291*'Farm data entry'!$D$25)","v":0.54475871099999995},{"$f":"kc(C291,Kc!$E$9:$H$9,Kc!$I$9:$K$9)","v":0.42499999999999999},0.23152245217499998,{"$f":"K291*10*'Farm data entry'!$E$22","v":4.6304490434999996},{"$f":"(L291*'Farm data entry'!$D$14)","v":0.6945673565249999},5.3250164000249995,5.3250164000249995,0,444.28321619951186,0,5.3250164000249995,0,444.28321619951186,0,5.3250164000249995,0,1366.1400731953631,0]
["1986-10-16",1986,289,{"$f":"VLOOKUP($A292,Rainfall!$D$3:$Q$10959,Hydrology!$D$1,FALSE)","v":0},{"$f":"MAX((D292-'Farm data entry'!$D$24)*'Farm data entry'!$D$23,0)*10*'Farm data entry'!$D$10","v":0},{"$f":"AND(C292>='Farm data entry'!$E$15,Hydrology!C292<='Farm data entry'!$E$16)","v":true},0,{"$f":"VLOOKUP($A292,ETo!$A$3:$N$10959,Hydrology!$D$1,FALSE)","v":0.59637680000000004},{"$f":"(H292*'Farm data entry'!$D$25)","v":0.41746376000000002},{"$f":"kc(C292,Kc!$E$9:$H$9,Kc!$I$9:$K$9)","v":0.4},0.16698550400000001,{"$f":"K292*10*'Farm data entry'!$E$22","v":3.3397100800000001},{"$f":"(L292*'Farm data entry'!$D$14)","v":0.50095651200000002},3.8406665920000003,3.8406665920000003,0,440.44254960751186,0,3.8406665920000003,0,440.44254960751186,0,3.8406665920000003,0,1362.2994066033632,0]
["1986-10-17",1986,290,{"$f":"VLOOKUP($A293,Rainfall!$D$3:$Q$10959,Hydrology!$D$1,FALSE)","v":1.7000000927999999},{"$f":"MAX((D293-'Farm data entry'!$D$24)*'Farm data entry'!$D$23,0)*10*'Farm data entry'!$D$10","v":0},{"$f":"AND(C293>='Farm data entry'!$E$15,Hydrology!C293<='Farm data entry'!$E$16)","v":true},0,{"$f":"VLOOKUP($A293,ETo!$A$3:$N$10959,Hydrology!$D$1,FALSE)","v":0.54409176000000004},{"$f":"(H293*'Farm data entry'!$D$25)","v":0.38086423200000002},{"$f":"kc(C293,Kc!$E$9:$H$9,Kc!$I$9:$K$9)","v":0.375},0.14282408700000002,{"$f":"K293*10*'Farm data entry'!$E$22","v":2.8564817400000004},{"$f":"(L293*'Farm data entry'!$D$14)","v":0.42847226100000008},3.2849540010000005,3.2849540010000005,0,437.15759560651185,0,3.2849540010000005,0,437.15759560651185,0,3.2849540010000005,0,1359.0144526023632,0]
["1986-10-18",1986,291,{"$f":"VLOOKUP($A294,Rainfall!$D$3:$Q$10959,Hydrology!$D$1,FALSE)","v":3.9999999744000001},{"$f":"MAX((D294-'Farm data entry'!$D$24)*'Farm data entry'!$D$23,0)*10*'Farm data entry'!$D$10","v":37.999999513600002},{"$f":"AND(C294>='Farm data entry'!$E$15,Hydrology!C294<='Farm data entry'!$E$16)","v":true},37.999999513600002,{"$f":"VLOOKUP($A294,ETo!$A$3:$N$10959,Hydrology!$D$1,FALSE)","v":0.22939998},{"$f":"(H294*'Farm data entry'!$D$25)","v":0.16057998599999998},{"$f":"kc(C294,Kc!$E$9:$H$9,Kc!$I$9:$K$9)","v":0.35},5.6202995099999986E-2,{"$f":"K294*10*'Farm data entry'!$E$22","v":1.1240599019999997},{"$f":"(L294*'Farm data entry'!$D$14)","v":0.16860898529999996},1.2926688872999996,1.2926688872999996,0,473.86492623281185,0,1.2926688872999996,0,473.86492623281185,0,1.2926688872999996,0,1395.7217832286633,0]
["1986-10-19",1986,292,{"$f":"VLOOKUP($A295,Rainfall!$D$3:$Q$10959,Hydrology!$D$1,FALSE)","v":8.3000004480000005},{"$f":"MAX((D295-'Farm data entry'!$D$24)*'Farm data entry'!$D$23,0)*10*'Farm data entry'!$D$10","v":119.700008512},{"$f":"AND(C295>='Farm data entry'!$E$15,Hydrology!C295<='Farm data entry'!$E$16)","v":true},119.700008512,{"$f":"VLOOKUP($A295,ETo!$A$3:$N$10959,Hydrology!$D$1,FALSE)","v":1.6122884},{"$f":"(H295*'Farm data entry'!$D$25)","v":1.1286018799999999},{"$f":"kc(C295,Kc!$E$9:$H$9,Kc!$I$9:$K$9)","v":0.32500000000000001},0.36679561100000002,{"$f":"K295*10*'Farm data entry'!$E$22","v":7.3359122200000009},{"$f":"(L295*'Farm data entry'!$D$14)","v":1.1003868330000002},8.4362990530000008,8.4362990530000008,0,585.12863569181184,0,8.4362990530000008,0,585.12863569181184,0,8.4362990530000008,0,1506.9854926876633,0]
["1986-10-20",1986,293,{"$f":"VLOOKUP($A296,Rainfall!$D$3:$Q$10959,Hydrology!$D$1,FALSE)","v":0.90000002879999996},{"$f":"MAX((D296-'Farm data entry'!$D$24)*'Farm data entry'!$D$23,0)*10*'Farm data entry'!$D$10","v":0},{"$f":"AND(C296>='Farm data entry'!$E$15,Hydrology!C296<='Farm data entry'!$E$16)","v":true},0,{"$f":"VLOOKUP($A296,ETo!$A$3:$N$10959,Hydrology!$D$1,FALSE)","v":0},{"$f":"(H296*'Farm data entry'!$D$25)","v":0},{"$f":"kc(C296,Kc!$E$9:$H$9,Kc!$I$9:$K$9)","v":0.3},0,{"$f":"K296*10*'Farm data entry'!$E$22","v":0},{"$f":"(L296*'Farm data entry'!$D$14)","v":0},0,0,0,585.12863569181184,0,0,0,585.12863569181184,0,0,0,1506.9854926876633,0]
["1986-10-21",1986,294,{"$f":"VLOOKUP($A297,Rainfall!$D$3:$Q$10959,Hydrology!$D$1,FALSE)","v":17.899999487999999},{"$f":"MAX((D297-'Farm data entry'!$D$24)*'Farm data entry'!$D$23,0)*10*'Farm data entry'!$D$10","v":302.09999027199996},{"$f":"AND(C297>='Farm data entry'!$E$15,Hydrology!C297<='Farm data entry'!$E$16)","v":true},302.09999027199996,{"$f":"VLOOKUP($A297,ETo!$A$3:$N$10959,Hydrology!$D$1,FALSE)","v":0.67414589999999996},{"$f":"(H297*'Farm data entry'!$D$25)","v":0.47190212999999992},{"$f":"kc(C297,Kc!$E$9:$H$9,Kc!$I$9:$K$9)","v":0.27500000000000002},0.12977308574999999,{"$f":"K297*10*'Farm data entry'!$E$22","v":2.5954617149999999},{"$f":"(L297*'Farm data entry'!$D$14)","v":0.38931925724999999},2.9847809722499998,2.9847809722499998,0,884.2438449915619,0,2.9847809722499998,0,884.2438449915619,0,2.9847809722499998,0,1806.1007019874132,0]
["1986-10-22",1986,295,{"$f":"VLOOKUP($A298,Rainfall!$D$3:$Q$10959,Hydrology!$D$1,FALSE)","v":1.7000000927999999},{"$f":"MAX((D298-'Farm data entry'!$D$24)*'Farm data entry'!$D$23,0)*10*'Farm data entry'!$D$10","v":0},{"$f":"AND(C298>='Farm data entry'!$E$15,Hydrology!C298<='Farm data entry'!$E$16)","v":true},0,{"$f":"VLOOKUP($A298,ETo!$A$3:$N$10959,Hydrology!$D$1,FALSE)","v":0.50141769999999997},{"$f":"(H298*'Farm data entry'!$D$25)","v":0.35099238999999993},{"$f":"kc(C298,Kc!$E$9:$H$9,Kc!$I$9:$K$9)","v":0.25},8.7748097499999983E-2,{"$f":"K298*10*'Farm data entry'!$E$22","v":1.7549619499999998},{"$f":"(L298*'Farm data entry'!$D$14)","v":0.26324429249999998},2.0182062424999998,2.0182062424999998,0,882.22563874906189,0,2.0182062424999998,0,882.22563874906189,0,2.0182062424999998,0,1804.0824957449133,0]
["1986-10-23",1986,296,{"$f":"VLOOKUP($A299,Rainfall!$D$3:$Q$10959,Hydrology!$D$1,FALSE)","v":9.9999999360000008E-2},{"$f":"MAX((D299-'Farm data entry'!$D$24)*'Farm data entry'!$D$23,0)*10*'Farm data entry'!$D$10","v":0},{"$f":"AND(C299>='Farm data entry'!$E$15,Hydrology!C299<='Farm data entry'!$E$16)","v":true},0,{"$f":"VLOOKUP($A299,ETo!$A$3:$N$10959,Hydrology!$D$1,FALSE)","v":1.0360023},{"$f":"(H299*'Farm data entry'!$D$25)","v":0.72520160999999994},{"$f":"kc(C299,Kc!$E$9:$H$9,Kc!$I$9:$K$9)","v":0.22500000000000001},0.16317036224999998,{"$f":"K299*10*'Farm data entry'!$E$22","v":3.2634072449999998},{"$f":"(L299*'Farm data entry'!$D$14)","v":0.48951108674999994},3.7529183317499997,3.7529183317499997,0,878.47272041731185,0,3.7529183317499997,0,878.47272041731185,0,3.7529183317499997,0,1800.3295774131634,0]
["1986-10-24",1986,297,{"$f":"VLOOKUP($A300,Rainfall!$D$3:$Q$10959,Hydrology!$D$1,FALSE)","v":7.8999998976000008},{"$f":"MAX((D300-'Farm data entry'!$D$24)*'Farm data entry'!$D$23,0)*10*'Farm data entry'!$D$10","v":112.0999980544},{"$f":"AND(C300>='Farm data entry'!$E$15,Hydrology!C300<='Farm data entry'!$E$16)","v":true},112.0999980544,{"$f":"VLOOKUP($A300,ETo!$A$3:$N$10959,Hydrology!$D$1,FALSE)","v":0.24936444999999999},{"$f":"(H300*'Farm data entry'!$D$25)","v":0.17455511499999998},{"$f":"kc(C300,Kc!$E$9:$H$9,Kc!$I$9:$K$9)","v":0.2},3.4911022999999999E-2,{"$f":"K300*10*'Farm data entry'!$E$22","v":0.69822045999999993},{"$f":"(L300*'Farm data entry'!$D$14)","v":0.10473306899999998},0.80295352899999994,0.80295352899999994,0,989.76976494271184,0,0.80295352899999994,0,989.76976494271184,0,0.80295352899999994,0,1911.6266219385634,0]
["1986-10-25",1986,298,{"$f":"VLOOKUP($A301,Rainfall!$D$3:$Q$10959,Hydrology!$D$1,FALSE)","v":9.9999999360000008E-2},{"$f":"MAX((D301-'Farm data entry'!$D$24)*'Farm data entry'!$D$23,0)*10*'Farm data entry'!$D$10","v":0},{"$f":"AND(C301>='Farm data entry'!$E$15,Hydrology!C301<='Farm data entry'!$E$16)","v":true},0,{"$f":"VLOOKUP($A301,ETo!$A$3:$N$10959,Hydrology!$D$1,FALSE)","v":0.89719369999999998},{"$f":"(H301*'Farm data entry'!$D$25)","v":0.62803558999999998},{"$f":"kc(C301,Kc!$E$9:$H$9,Kc!$I$9:$K$9)","v":0.17499999999999999},0.10990622824999999,{"$f":"K301*10*'Farm data entry'!$E$22","v":2.1981245649999996},{"$f":"(L301*'Farm data entry'!$D$14)","v":0.32971868474999994},2.5278432497499996,2.5278432497499996,0,987.2419216929618,0,2.5278432497499996,0,987.2419216929618,0,2.5278432497499996,0,1909.0987786888134,0]
["1986-10-26",1986,299,{"$f":"VLOOKUP($A302,Rainfall!$D$3:$Q$10959,Hydrology!$D$1,FALSE)","v":0},{"$f":"MAX((D302-'Farm data entry'!$D$24)*'Farm data entry'!$D$23,0)*10*'Farm data entry'!$D$10","v":0},{"$f":"AND(C302>='Farm data entry'!$E$15,Hydrology!C302<='Farm data entry'!$E$16)","v":true},0,{"$f":"VLOOKUP($A302,ETo!$A$3:$N$10959,Hydrology!$D$1,FALSE)","v":0.99176699999999995},{"$f":"(H302*'Farm data entry'!$D$25)","v":0.69423689999999993},{"$f":"kc(C302,Kc!$E$9:$H$9,Kc!$I$9:$K$9)","v":0.15},0.10413553499999999,{"$f":"K302*10*'Farm data entry'!$E$22","v":2.0827106999999998},{"$f":"(L302*'Farm data entry'!$D$14)","v":0.31240660499999995},2.3951173049999999,2.3951173049999999,0,984.84680438796181,0,2.3951173049999999,0,984.84680438796181,0,2.3951173049999999,0,1906.7036613838134,0]
["1986-10-27",1986,300,{"$f":"VLOOKUP($A303,Rainfall!$D$3:$Q$10959,Hydrology!$D$1,FALSE)","v":4.1999999040000002},{"$f":"MAX((D303-'Farm data entry'!$D$24)*'Farm data entry'!$D$23,0)*10*'Farm data entry'!$D$10","v":41.799998176000003},{"$f":"AND(C303>='Farm data entry'!$E$15,Hydrology!C303<='Farm data entry'!$E$16)","v":true},41.799998176000003,{"$f":"VLOOKUP($A303,ETo!$A$3:$N$10959,Hydrology!$D$1,FALSE)","v":0},{"$f":"(H303*'Farm data entry'!$D$25)","v":0},{"$f":"kc(C303,Kc!$E$9:$H$9,Kc!$I$9:$K$9)","v":0.125},0,{"$f":"K303*10*'Farm data entry'!$E$22","v":0},{"$f":"(L303*'Farm data entry'!$D$14)","v":0},0,0,26.646802563961728,1000,0,0,0,1026.6468025639617,0,0,0,1948.5036595598133,0]
["1986-10-28",1986,301,{"$f":"VLOOKUP($A304,Rainfall!$D$3:$Q$10959,Hydrology!$D$1,FALSE)","v":4.2999999551999997},{"$f":"MAX((D304-'Farm data entry'!$D$24)*'Farm data entry'!$D$23,0)*10*'Farm data entry'!$D$10","v":43.699999148799989},{"$f":"AND(C304>='Farm data entry'!$E$15,Hydrology!C304<='Farm data entry'!$E$16)","v":true},43.699999148799989,{"$f":"VLOOKUP($A304,ETo!$A$3:$N$10959,Hydrology!$D$1,FALSE)","v":0},{"$f":"(H304*'Farm data entry'!$D$25)","v":0},{"$f":"kc(C304,Kc!$E$9:$H$9,Kc!$I$9:$K$9)","v":0.1},0,{"$f":"K304*10*'Farm data entry'!$E$22","v":0},{"$f":"(L304*'Farm data entry'!$D$14)","v":0},0,0,43.699999148800089,1000,0,0,0,1070.3468017127618,0,0,0,1992.2036587086134,0]
["1986-10-29",1986,302,{"$f":"VLOOKUP($A305,Rainfall!$D$3:$Q$10959,Hydrology!$D$1,FALSE)","v":0.19999999872000002},{"$f":"MAX((D305-'Farm data entry'!$D$24)*'Farm data entry'!$D$23,0)*10*'Farm data entry'!$D$10","v":0},{"$f":"AND(C305>='Farm data entry'!$E$15,Hydrology!C305<='Farm data entry'!$E$16)","v":true},0,{"$f":"VLOOKUP($A305,ETo!$A$3:$N$10959,Hydrology!$D$1,FALSE)","v":0.61601689999999998},{"$f":"(H305*'Farm data entry'!$D$25)","v":0.43121182999999996},{"$f":"kc(C305,Kc!$E$9:$H$9,Kc!$I$9:$K$9)","v":7.4999999999999997E-2},3.2340887249999999E-2,{"$f":"K305*10*'Farm data entry'!$E$22","v":0.646817745},{"$f":"(L305*'Farm data entry'!$D$14)","v":9.7022661750000003E-2},0.74384040674999996,0.74384040674999996,0,999.25615959325,0,0.74384040674999996,0,1069.6029613060118,0,0.74384040674999996,0,1991.4598183018634,0]
["1986-10-30",1986,303,{"$f":"VLOOKUP($A306,Rainfall!$D$3:$Q$10959,Hydrology!$D$1,FALSE)","v":0.99999999360000003},{"$f":"MAX((D306-'Farm data entry'!$D$24)*'Farm data entry'!$D$23,0)*10*'Farm data entry'!$D$10","v":0},{"$f":"AND(C306>='Farm data entry'!$E$15,Hydrology!C306<='Farm data entry'!$E$16)","v":true},0,{"$f":"VLOOKUP($A306,ETo!$A$3:$N$10959,Hydrology!$D$1,FALSE)","v":0.41148837999999999},{"$f":"(H306*'Farm data entry'!$D$25)","v":0.28804186599999998},{"$f":"kc(C306,Kc!$E$9:$H$9,Kc!$I$9:$K$9)","v":0.05},1.44020933E-2,{"$f":"K306*10*'Farm data entry'!$E$22","v":0.28804186599999998},{"$f":"(L306*'Farm data entry'!$D$14)","v":4.3206279899999998E-2},0.33124814589999996,0.33124814589999996,0,998.92491144735004,0,0.33124814589999996,0,1069.2717131601119,0,0.33124814589999996,0,1991.1285701559634,0]
["1986-10-31",1986,304,{"$f":"VLOOKUP($A307,Rainfall!$D$3:$Q$10959,Hydrology!$D$1,FALSE)","v":3.9999999744000001},{"$f":"MAX((D307-'Farm data entry'!$D$24)*'Farm data entry'!$D$23,0)*10*'Farm data entry'!$D$10","v":37.999999513600002},{"$f":"AND(C307>='Farm data entry'!$E$15,Hydrology!C307<='Farm data entry'!$E$16)","v":true},37.999999513600002,{"$f":"VLOOKUP($A307,ETo!$A$3:$N$10959,Hydrology!$D$1,FALSE)","v":0.59567380000000003},{"$f":"(H307*'Farm data entry'!$D$25)","v":0.41697166000000002},{"$f":"kc(C307,Kc!$E$9:$H$9,Kc!$I$9:$K$9)","v":2.5000000000000001E-2},1.0424291500000002E-2,{"$f":"K307*10*'Farm data entry'!$E$22","v":0.20848583000000004},{"$f":"(L307*'Farm data entry'!$D$14)","v":3.1272874500000006E-2},0.23975870450000003,0.23975870450000003,36.68515225645001,1000,0,0.23975870450000003,0,1107.0319539692118,0,0.23975870450000003,0,2028.8888109650634,0]
["1986-11-01",1986,305,{"$f":"VLOOKUP($A308,Rainfall!$D$3:$Q$10959,Hydrology!$D$1,FALSE)","v":3.3000000479999998},{"$f":"MAX((D308-'Farm data entry'!$D$24)*'Farm data entry'!$D$23,0)*10*'Farm data entry'!$D$10","v":24.700000911999993},{"$f":"AND(C308>='Farm data entry'!$E$15,Hydrology!C308<='Farm data entry'!$E$16)","v":false},0,{"$f":"VLOOKUP($A308,ETo!$A$3:$N$10959,Hydrology!$D$1,FALSE)","v":9.5795959999999999E-2},{"$f":"(H308*'Farm data entry'!$D$25)","v":6.7057171999999998E-2},{"$f":"kc(C308,Kc!$E$9:$H$9,Kc!$I$9:$K$9)","v":0},0,{"$f":"K308*10*'Farm data entry'!$E$22","v":0},{"$f":"(L308*'Farm data entry'!$D$14)","v":0},0,0,0,1000,0,0,0,1107.0319539692118,0,0,0,2028.8888109650634,0]
["1986-11-02",1986,306,{"$f":"VLOOKUP($A309,Rainfall!$D$3:$Q$10959,Hydrology!$D$1,FALSE)","v":0},{"$f":"MAX((D309-'Farm data entry'!$D$24)*'Farm data entry'!$D$23,0)*10*'Farm data entry'!$D$10","v":0},{"$f":"AND(C309>='Farm data entry'!$E$15,Hydrology!C309<='Farm data entry'!$E$16)","v":false},0,{"$f":"VLOOKUP($A309,ETo!$A$3:$N$10959,Hydrology!$D$1,FALSE)","v":0.38571388000000001},{"$f":"(H309*'Farm data entry'!$D$25)","v":0.269999716},{"$f":"kc(C309,Kc!$E$9:$H$9,Kc!$I$9:$K$9)","v":0},0,{"$f":"K309*10*'Farm data entry'!$E$22","v":0},{"$f":"(L309*'Farm data entry'!$D$14)","v":0},0,0,0,1000,0,0,0,1107.0319539692118,0,0,0,2028.8888109650634,0]
["1986-11-03",1986,307,{"$f":"VLOOKUP($A310,Rainfall!$D$3:$Q$10959,Hydrology!$D$1,FALSE)","v":1.7999999711999999},{"$f":"MAX((D310-'Farm data entry'!$D$24)*'Farm data entry'!$D$23,0)*10*'Farm data entry'!$D$10","v":0},{"$f":"AND(C310>='Farm data entry'!$E$15,Hydrology!C310<='Farm data entry'!$E$16)","v":false},0,{"$f":"VLOOKUP($A310,ETo!$A$3:$N$10959,Hydrology!$D$1,FALSE)","v":0.37754114999999999},{"$f":"(H310*'Farm data entry'!$D$25)","v":0.26427880499999995},{"$f":"kc(C310,Kc!$E$9:$H$9,Kc!$I$9:$K$9)","v":0},0,{"$f":"K310*10*'Farm data entry'!$E$22","v":0},{"$f":"(L310*'Farm data entry'!$D$14)","v":0},0,0,0,1000,0,0,0,1107.0319539692118,0,0,0,2028.8888109650634,0]
["1986-11-04",1986,308,{"$f":"VLOOKUP($A311,Rainfall!$D$3:$Q$10959,Hydrology!$D$1,FALSE)","v":0},{"$f":"MAX((D311-'Farm data entry'!$D$24)*'Farm data entry'!$D$23,0)*10*'Farm data entry'!$D$10","v":0},{"$f":"AND(C311>='Farm data entry'!$E$15,Hydrology!C311<='Farm data entry'!$E$16)","v":false},0,{"$f":"VLOOKUP($A311,ETo!$A$3:$N$10959,Hydrology!$D$1,FALSE)","v":0.16646363},{"$f":"(H311*'Farm data entry'!$D$25)","v":0.116524541},{"$f":"kc(C311,Kc!$E$9:$H$9,Kc!$I$9:$K$9)","v":0},0,{"$f":"K311*10*'Farm data entry'!$E$22","v":0},{"$f":"(L311*'Farm data entry'!$D$14)","v":0},0,0,0,1000,0,0,0,1107.0319539692118,0,0,0,2028.8888109650634,0]
["1986-11-05",1986,309,{"$f":"VLOOKUP($A312,Rainfall!$D$3:$Q$10959,Hydrology!$D$1,FALSE)","v":0.19999999872000002},{"$f":"MAX((D312-'Farm data entry'!$D$24)*'Farm data entry'!$D$23,0)*10*'Farm data entry'!$D$10","v":0},{"$f":"AND(C312>='Farm data entry'!$E$15,Hydrology!C312<='Farm data entry'!$E$16)","v":false},0,{"$f":"VLOOKUP($A312,ETo!$A$3:$N$10959,Hydrology!$D$1,FALSE)","v":0.27108484999999999},{"$f":"(H312*'Farm data entry'!$D$25)","v":0.18975939499999997},{"$f":"kc(C312,Kc!$E$9:$H$9,Kc!$I$9:$K$9)","v":0},0,{"$f":"K312*10*'Farm data entry'!$E$22","v":0},{"$f":"(L312*'Farm data entry'!$D$14)","v":0},0,0,0,1000,0,0,0,1107.0319539692118,0,0,0,2028.8888109650634,0]
["1986-11-06",1986,310,{"$f":"VLOOKUP($A313,Rainfall!$D$3:$Q$10959,Hydrology!$D$1,FALSE)","v":0},{"$f":"MAX((D313-'Farm data entry'!$D$24)*'Farm data entry'!$D$23,0)*10*'Farm data entry'!$D$10","v":0},{"$f":"AND(C313>='Farm data entry'!$E$15,Hydrology!C313<='Farm data entry'!$E$16)","v":false},0,{"$f":"VLOOKUP($A313,ETo!$A$3:$N$10959,Hydrology!$D$1,FALSE)","v":0.15178896},{"$f":"(H313*'Farm data entry'!$D$25)","v":0.10625227199999999},{"$f":"kc(C313,Kc!$E$9:$H$9,Kc!$I$9:$K$9)","v":0},0,{"$f":"K313*10*'Farm data entry'!$E$22","v":0},{"$f":"(L313*'Farm data entry'!$D$14)","v":0},0,0,0,1000,0,0,0,1107.0319539692118,0,0,0,2028.8888109650634,0]
["1986-11-07",1986,311,{"$f":"VLOOKUP($A314,Rainfall!$D$3:$Q$10959,Hydrology!$D$1,FALSE)","v":7.4000001600000003},{"$f":"MAX((D314-'Farm data entry'!$D$24)*'Farm data entry'!$D$23,0)*10*'Farm data entry'!$D$10","v":102.60000304},{"$f":"AND(C314>='Farm data entry'!$E$15,Hydrology!C314<='Farm data entry'!$E$16)","v":false},0,{"$f":"VLOOKUP($A314,ETo!$A$3:$N$10959,Hydrology!$D$1,FALSE)","v":0},{"$f":"(H314*'Farm data entry'!$D$25)","v":0},{"$f":"kc(C314,Kc!$E$9:$H$9,Kc!$I$9:$K$9)","v":0},0,{"$f":"K314*10*'Farm data entry'!$E$22","v":0},{"$f":"(L314*'Farm data entry'!$D$14)","v":0},0,0,0,1000,0,0,0,1107.0319539692118,0,0,0,2028.8888109650634,0]
["1986-11-08",1986,312,{"$f":"VLOOKUP($A315,Rainfall!$D$3:$Q$10959,Hydrology!$D$1,FALSE)","v":9.9999999360000008E-2},{"$f":"MAX((D315-'Farm data entry'!$D$24)*'Farm data entry'!$D$23,0)*10*'Farm data entry'!$D$10","v":0},{"$f":"AND(C315>='Farm data entry'!$E$15,Hydrology!C315<='Farm data entry'!$E$16)","v":false},0,{"$f":"VLOOKUP($A315,ETo!$A$3:$N$10959,Hydrology!$D$1,FALSE)","v":0.57110740000000004},{"$f":"(H315*'Farm data entry'!$D$25)","v":0.39977518000000001},{"$f":"kc(C315,Kc!$E$9:$H$9,Kc!$I$9:$K$9)","v":0},0,{"$f":"K315*10*'Farm data entry'!$E$22","v":0},{"$f":"(L315*'Farm data entry'!$D$14)","v":0},0,0,0,1000,0,0,0,1107.0319539692118,0,0,0,2028.8888109650634,0]
["1986-11-09",1986,313,{"$f":"VLOOKUP($A316,Rainfall!$D$3:$Q$10959,Hydrology!$D$1,FALSE)","v":0.70000001280000002},{"$f":"MAX((D316-'Farm data entry'!$D$24)*'Farm data entry'!$D$23,0)*10*'Farm data entry'!$D$10","v":0},{"$f":"AND(C316>='Farm data entry'!$E$15,Hydrology!C316<='Farm data entry'!$E$16)","v":false},0,{"$f":"VLOOKUP($A316,ETo!$A$3:$N$10959,Hydrology!$D$1,FALSE)","v":1.2587394999999999},{"$f":"(H316*'Farm data entry'!$D$25)","v":0.88111764999999986},{"$f":"kc(C316,Kc!$E$9:$H$9,Kc!$I$9:$K$9)","v":0},0,{"$f":"K316*10*'Farm data entry'!$E$22","v":0},{"$f":"(L316*'Farm data entry'!$D$14)","v":0},0,0,0,1000,0,0,0,1107.0319539692118,0,0,0,2028.8888109650634,0]
["1986-11-10",1986,314,{"$f":"VLOOKUP($A317,Rainfall!$D$3:$Q$10959,Hydrology!$D$1,FALSE)","v":4.6999999872},{"$f":"MAX((D317-'Farm data entry'!$D$24)*'Farm data entry'!$D$23,0)*10*'Farm data entry'!$D$10","v":51.299999756799998},{"$f":"AND(C317>='Farm data entry'!$E$15,Hydrology!C317<='Farm data entry'!$E$16)","v":false},0,{"$f":"VLOOKUP($A317,ETo!$A$3:$N$10959,Hydrology!$D$1,FALSE)","v":4.8214745000000003E-2},{"$f":"(H317*'Farm data entry'!$D$25)","v":3.37503215E-2},{"$f":"kc(C317,Kc!$E$9:$H$9,Kc!$I$9:$K$9)","v":0},0,{"$f":"K317*10*'Farm data entry'!$E$22","v":0},{"$f":"(L317*'Farm data entry'!$D$14)","v":0},0,0,0,1000,0,0,0,1107.0319539692118,0,0,0,2028.8888109650634,0]
["1986-11-11",1986,315,{"$f":"VLOOKUP($A318,Rainfall!$D$3:$Q$10959,Hydrology!$D$1,FALSE)","v":0.49999999680000001},{"$f":"MAX((D318-'Farm data entry'!$D$24)*'Farm data entry'!$D$23,0)*10*'Farm data entry'!$D$10","v":0},{"$f":"AND(C318>='Farm data entry'!$E$15,Hydrology!C318<='Farm data entry'!$E$16)","v":false},0,{"$f":"VLOOKUP($A318,ETo!$A$3:$N$10959,Hydrology!$D$1,FALSE)","v":0.40065990000000001},{"$f":"(H318*'Farm data entry'!$D$25)","v":0.28046192999999997},{"$f":"kc(C318,Kc!$E$9:$H$9,Kc!$I$9:$K$9)","v":0},0,{"$f":"K318*10*'Farm data entry'!$E$22","v":0},{"$f":"(L318*'Farm data entry'!$D$14)","v":0},0,0,0,1000,0,0,0,1107.0319539692118,0,0,0,2028.8888109650634,0]
["1986-11-12",1986,316,{"$f":"VLOOKUP($A319,Rainfall!$D$3:$Q$10959,Hydrology!$D$1,FALSE)","v":0.39999998880000004},{"$f":"MAX((D319-'Farm data entry'!$D$24)*'Farm data entry'!$D$23,0)*10*'Farm data entry'!$D$10","v":0},{"$f":"AND(C319>='Farm data entry'!$E$15,Hydrology!C319<='Farm data entry'!$E$16)","v":false},0,{"$f":"VLOOKUP($A319,ETo!$A$3:$N$10959,Hydrology!$D$1,FALSE)","v":0.12304474999999999},{"$f":"(H319*'Farm data entry'!$D$25)","v":8.6131324999999995E-2},{"$f":"kc(C319,Kc!$E$9:$H$9,Kc!$I$9:$K$9)","v":0},0,{"$f":"K319*10*'Farm data entry'!$E$22","v":0},{"$f":"(L319*'Farm data entry'!$D$14)","v":0},0,0,0,1000,0,0,0,1107.0319539692118,0,0,0,2028.8888109650634,0]
["1986-11-13",1986,317,{"$f":"VLOOKUP($A320,Rainfall!$D$3:$Q$10959,Hydrology!$D$1,FALSE)","v":4.8000000384000003},{"$f":"MAX((D320-'Farm data entry'!$D$24)*'Farm data entry'!$D$23,0)*10*'Farm data entry'!$D$10","v":53.200000729599999},{"$f":"AND(C320>='Farm data entry'!$E$15,Hydrology!C320<='Farm data entry'!$E$16)","v":false},0,{"$f":"VLOOKUP($A320,ETo!$A$3:$N$10959,Hydrology!$D$1,FALSE)","v":0},{"$f":"(H320*'Farm data entry'!$D$25)","v":0},{"$f":"kc(C320,Kc!$E$9:$H$9,Kc!$I$9:$K$9)","v":0},0,{"$f":"K320*10*'Farm data entry'!$E$22","v":0},{"$f":"(L320*'Farm data entry'!$D$14)","v":0},0,0,0,1000,0,0,0,1107.0319539692118,0,0,0,2028.8888109650634,0]
["1986-11-14",1986,318,{"$f":"VLOOKUP($A321,Rainfall!$D$3:$Q$10959,Hydrology!$D$1,FALSE)","v":9.3000000959999998},{"$f":"MAX((D321-'Farm data entry'!$D$24)*'Farm data entry'!$D$23,0)*10*'Farm data entry'!$D$10","v":138.70000182399997},{"$f":"AND(C321>='Farm data entry'!$E$15,Hydrology!C321<='Farm data entry'!$E$16)","v":false},0,{"$f":"VLOOKUP($A321,ETo!$A$3:$N$10959,Hydrology!$D$1,FALSE)","v":0.62431680000000001},{"$f":"(H321*'Farm data entry'!$D$25)","v":0.43702175999999998},{"$f":"kc(C321,Kc!$E$9:$H$9,Kc!$I$9:$K$9)","v":0},0,{"$f":"K321*10*'Farm data entry'!$E$22","v":0},{"$f":"(L321*'Farm data entry'!$D$14)","v":0},0,0,0,1000,0,0,0,1107.0319539692118,0,0,0,2028.8888109650634,0]
["1986-11-15",1986,319,{"$f":"VLOOKUP($A322,Rainfall!$D$3:$Q$10959,Hydrology!$D$1,FALSE)","v":9.9999999360000008E-2},{"$f":"MAX((D322-'Farm data entry'!$D$24)*'Farm data entry'!$D$23,0)*10*'Farm data entry'!$D$10","v":0},{"$f":"AND(C322>='Farm data entry'!$E$15,Hydrology!C322<='Farm data entry'!$E$16)","v":false},0,{"$f":"VLOOKUP($A322,ETo!$A$3:$N$10959,Hydrology!$D$1,FALSE)","v":0.1236343},{"$f":"(H322*'Farm data entry'!$D$25)","v":8.6544009999999991E-2},{"$f":"kc(C322,Kc!$E$9:$H$9,Kc!$I$9:$K$9)","v":0},0,{"$f":"K322*10*'Farm data entry'!$E$22","v":0},{"$f":"(L322*'Farm data entry'!$D$14)","v":0},0,0,0,1000,0,0,0,1107.0319539692118,0,0,0,2028.8888109650634,0]
["1986-11-16",1986,320,{"$f":"VLOOKUP($A323,Rainfall!$D$3:$Q$10959,Hydrology!$D$1,FALSE)","v":3.9999999744000001},{"$f":"MAX((D323-'Farm data entry'!$D$24)*'Farm data entry'!$D$23,0)*10*'Farm data entry'!$D$10","v":37.999999513600002},{"$f":"AND(C323>='Farm data entry'!$E$15,Hydrology!C323<='Farm data entry'!$E$16)","v":false},0,{"$f":"VLOOKUP($A323,ETo!$A$3:$N$10959,Hydrology!$D$1,FALSE)","v":0.22269671999999999},{"$f":"(H323*'Farm data entry'!$D$25)","v":0.15588770399999999},{"$f":"kc(C323,Kc!$E$9:$H$9,Kc!$I$9:$K$9)","v":0},0,{"$f":"K323*10*'Farm data entry'!$E$22","v":0},{"$f":"(L323*'Farm data entry'!$D$14)","v":0},0,0,0,1000,0,0,0,1107.0319539692118,0,0,0,2028.8888109650634,0]
["1986-11-17",1986,{"$f":"A324-DATE(YEAR(A324)-1,12,31)","v":321},{"$f":"VLOOKUP($A324,Rainfall!$D$3:$Q$10959,Hydrology!$D$1,FALSE)","v":10.899999360000001},{"$f":"MAX((D324-'Farm data entry'!$D$24)*'Farm data entry'!$D$23,0)*10*'Farm data entry'!$D$10","v":169.09998783999998},{"$f":"AND(C324>='Farm data entry'!$E$15,Hydrology!C324<='Farm data entry'!$E$16)","v":false},{"$f":"E324*F324","v":0},{"$f":"VLOOKUP($A324,ETo!$A$3:$N$10959,Hydrology!$D$1,FALSE)","v":0.17712750999999999},{"$f":"(H324*'Farm data entry'!$D$25)","v":0.12398925699999998},{"$f":"kc(C324,Kc!$E$9:$H$9,Kc!$I$9:$K$9)","v":0},{"$f":"(J324*I324)","v":0},{"$f":"K324*10*'Farm data entry'!$E$22","v":0},{"$f":"(L324*'Farm data entry'!$D$14)","v":0},0,{"$f":"MIN($N324,Q323+$G324)","v":0},{"$f":"MAX(Q323+$G324-$N324-P$1,0)","v":0},{"$f":"MIN(Q323-O324+$G324,P$1)","v":1000},0,0,0,1107.0319539692118,0,0,0,2028.8888109650634,0]
["1986-11-18",{"$f":"YEAR(A325)","v":1986},322,{"$f":"VLOOKUP($A325,Rainfall!$D$3:$Q$10959,Hydrology!$D$1,FALSE)","v":15.299999712},{"$f":"MAX((D325-'Farm data entry'!$D$24)*'Farm data entry'!$D$23,0)*10*'Farm data entry'!$D$10","v":252.69999452799999},{"$f":"AND(C325>='Farm data entry'!$E$15,Hydrology!C325<='Farm data entry'!$E$16)","v":false},0,{"$f":"VLOOKUP($A325,ETo!$A$3:$N$10959,Hydrology!$D$1,FALSE)","v":0},{"$f":"(H325*'Farm data entry'!$D$25)","v":0},{"$f":"kc(C325,Kc!$E$9:$H$9,Kc!$I$9:$K$9)","v":0},0,{"$f":"K325*10*'Farm data entry'!$E$22","v":0},{"$f":"(L325*'Farm data entry'!$D$14)","v":0},{"$f":"SUM(L325:M325)","v":0},0,0,1000,{"$f":"$N325-O325","v":0},{"$f":"MIN($N325,U324+$G325)","v":0},{"$f":"MAX(U324+$G325-$N325-T$1,0)","v":0},{"$f":"MIN(U324-S325+$G325,T$1)","v":1107.0319539692118},{"$f":"$N325-S325","v":0},{"$f":"MIN($N325,Y324+$G325)","v":0},{"$f":"MAX(Y324+$G325-$N325-X$1,0)","v":0},{"$f":"MIN(Y324-W325+$G325,X$1)","v":2028.8888109650634},{"$f":"$N325-W325","v":0}]
["1986-11-19",1986,323,{"$f":"VLOOKUP($A326,Rainfall!$D$3:$Q$10959,Hydrology!$D$1,FALSE)","v":10.999999583999999},{"$f":"MAX((D326-'Farm data entry'!$D$24)*'Farm data entry'!$D$23,0)*10*'Farm data entry'!$D$10","v":170.99999209599997},{"$f":"AND(C326>='Farm data entry'!$E$15,Hydrology!C326<='Farm data entry'!$E$16)","v":false},0,{"$f":"VLOOKUP($A326,ETo!$A$3:$N$10959,Hydrology!$D$1,FALSE)","v":0},{"$f":"(H326*'Farm data entry'!$D$25)","v":0},{"$f":"kc(C326,Kc!$E$9:$H$9,Kc!$I$9:$K$9)","v":0},0,{"$f":"K326*10*'Farm data entry'!$E$22","v":0},{"$f":"(L326*'Farm data entry'!$D$14)","v":0},0,0,0,1000,0,0,0,1107.0319539692118,0,0,0,2028.8888109650634,0]
["1986-11-20",1986,324,{"$f":"VLOOKUP($A327,Rainfall!$D$3:$Q$10959,Hydrology!$D$1,FALSE)","v":27.200000447999997},{"$f":"MAX((D327-'Farm data entry'!$D$24)*'Farm data entry'!$D$23,0)*10*'Farm data entry'!$D$10","v":478.80000851199998},{"$f":"AND(C327>='Farm data entry'!$E$15,Hydrology!C327<='Farm data entry'!$E$16)","v":false},0,{"$f":"VLOOKUP($A327,ETo!$A$3:$N$10959,Hydrology!$D$1,FALSE)","v":0.2366964},{"$f":"(H327*'Farm data entry'!$D$25)","v":0.16568748},{"$f":"kc(C327,Kc!$E$9:$H$9,Kc!$I$9:$K$9)","v":0},0,{"$f":"K327*10*'Farm data entry'!$E$22","v":0},{"$f":"(L327*'Farm data entry'!$D$14)","v":0},0,0,0,1000,0,0,0,1107.0319539692118,0,0,0,2028.8888109650634,0]
["1986-11-21",1986,325,{"$f":"VLOOKUP($A328,Rainfall!$D$3:$Q$10959,Hydrology!$D$1,FALSE)","v":0.60000000480000004},{"$f":"MAX((D328-'Farm data entry'!$D$24)*'Farm data entry'!$D$23,0)*10*'Farm data entry'!$D$10","v":0},{"$f":"AND(C328>='Farm data entry'!$E$15,Hydrology!C328<='Farm data entry'!$E$16)","v":false},0,{"$f":"VLOOKUP($A328,ETo!$A$3:$N$10959,Hydrology!$D$1,FALSE)","v":0.85407169999999999},{"$f":"(H328*'Farm data entry'!$D$25)","v":0.59785018999999995},{"$f":"kc(C328,Kc!$E$9:$H$9,Kc!$I$9:$K$9)","v":0},0,{"$f":"K328*10*'Farm data entry'!$E$22","v":0},{"$f":"(L328*'Farm data entry'!$D$14)","v":0},0,0,0,1000,0,0,0,1107.0319539692118,0,0,0,2028.8888109650634,0]
["1986-11-22",1986,326,{"$f":"VLOOKUP($A329,Rainfall!$D$3:$Q$10959,Hydrology!$D$1,FALSE)","v":4.100000112},{"$f":"MAX((D329-'Farm data entry'!$D$24)*'Farm data entry'!$D$23,0)*10*'Farm data entry'!$D$10","v":39.900002127999997},{"$f":"AND(C329>='Farm data entry'!$E$15,Hydrology!C329<='Farm data entry'!$E$16)","v":false},0,{"$f":"VLOOKUP($A329,ETo!$A$3:$N$10959,Hydrology!$D$1,FALSE)","v":0.37242987999999999},{"$f":"(H329*'Farm data entry'!$D$25)","v":0.260700916},{"$f":"kc(C329,Kc!$E$9:$H$9,Kc!$I$9:$K$9)","v":0},0,{"$f":"K329*10*'Farm data entry'!$E$22","v":0},{"$f":"(L329*'Farm data entry'!$D$14)","v":0},0,0,0,1000,0,0,0,1107.0319539692118,0,0,0,2028.8888109650634,0]
["1986-11-23",1986,327,{"$f":"VLOOKUP($A330,Rainfall!$D$3:$Q$10959,Hydrology!$D$1,FALSE)","v":1.2000000096000001},{"$f":"MAX((D330-'Farm data entry'!$D$24)*'Farm data entry'!$D$23,0)*10*'Farm data entry'!$D$10","v":0},{"$f":"AND(C330>='Farm data entry'!$E$15,Hydrology!C330<='Farm data entry'!$E$16)","v":false},0,{"$f":"VLOOKUP($A330,ETo!$A$3:$N$10959,Hydrology!$D$1,FALSE)","v":0.50235850000000004},{"$f":"(H330*'Farm data entry'!$D$25)","v":0.35165095000000002},{"$f":"kc(C330,Kc!$E$9:$H$9,Kc!$I$9:$K$9)","v":0},0,{"$f":"K330*10*'Farm data entry'!$E$22","v":0},{"$f":"(L330*'Farm data entry'!$D$14)","v":0},0,0,0,1000,0,0,0,1107.0319539692118,0,0,0,2028.8888109650634,0]
["1986-11-24",1986,328,{"$f":"VLOOKUP($A331,Rainfall!$D$3:$Q$10959,Hydrology!$D$1,FALSE)","v":0.39999998880000004},{"$f":"MAX((D331-'Farm data entry'!$D$24)*'Farm data entry'!$D$23,0)*10*'Farm data entry'!$D$10","v":0},{"$f":"AND(C331>='Farm data entry'!$E$15,Hydrology!C331<='Farm data entry'!$E$16)","v":false},0,{"$f":"VLOOKUP($A331,ETo!$A$3:$N$10959,Hydrology!$D$1,FALSE)","v":0},{"$f":"(H331*'Farm data entry'!$D$25)","v":0},{"$f":"kc(C331,Kc!$E$9:$H$9,Kc!$I$9:$K$9)","v":0},0,{"$f":"K331*10*'Farm data entry'!$E$22","v":0},{"$f":"(L331*'Farm data entry'!$D$14)","v":0},0,0,0,1000,0,0,0,1107.0319539692118,0,0,0,2028.8888109650634,0]
["1986-11-25",1986,329,{"$f":"VLOOKUP($A332,Rainfall!$D$3:$Q$10959,Hydrology!$D$1,FALSE)","v":2.2000000032},{"$f":"MAX((D332-'Farm data entry'!$D$24)*'Farm data entry'!$D$23,0)*10*'Farm data entry'!$D$10","v":3.8000000607999995},{"$f":"AND(C332>='Farm data entry'!$E$15,Hydrology!C332<='Farm data entry'!$E$16)","v":false},0,{"$f":"VLOOKUP($A332,ETo!$A$3:$N$10959,Hydrology!$D$1,FALSE)","v":0.42861080000000001},{"$f":"(H332*'Farm data entry'!$D$25)","v":0.30002755999999997},{"$f":"kc(C332,Kc!$E$9:$H$9,Kc!$I$9:$K$9)","v":0},0,{"$f":"K332*10*'Farm data entry'!$E$22","v":0},{"$f":"(L332*'Farm data entry'!$D$14)","v":0},0,0,0,1000,0,0,0,1107.0319539692118,0,0,0,2028.8888109650634,0]
["1986-11-26",1986,330,{"$f":"VLOOKUP($A333,Rainfall!$D$3:$Q$10959,Hydrology!$D$1,FALSE)","v":9.9999999360000008E-2},{"$f":"MAX((D333-'Farm data entry'!$D$24)*'Farm data entry'!$D$23,0)*10*'Farm data entry'!$D$10","v":0},{"$f":"AND(C333>='Farm data entry'!$E$15,Hydrology!C333<='Farm data entry'!$E$16)","v":false},0,{"$f":"VLOOKUP($A333,ETo!$A$3:$N$10959,Hydrology!$D$1,FALSE)","v":0.53955244999999996},{"$f":"(H333*'Farm data entry'!$D$25)","v":0.37768671499999995},{"$f":"kc(C333,Kc!$E$9:$H$9,Kc!$I$9:$K$9)","v":0},0,{"$f":"K333*10*'Farm data entry'!$E$22","v":0},{"$f":"(L333*'Farm data entry'!$D$14)","v":0},0,0,0,1000,0,0,0,1107.0319539692118,0,0,0,2028.8888109650634,0]
["1986-11-27",1986,331,{"$f":"VLOOKUP($A334,Rainfall!$D$3:$Q$10959,Hydrology!$D$1,FALSE)","v":0},{"$f":"MAX((D334-'Farm data entry'!$D$24)*'Farm data entry'!$D$23,0)*10*'Farm data entry'!$D$10","v":0},{"$f":"AND(C334>='Farm data entry'!$E$15,Hydrology!C334<='Farm data entry'!$E$16)","v":false},0,{"$f":"VLOOKUP($A334,ETo!$A$3:$N$10959,Hydrology!$D$1,FALSE)","v":3.7363840000000002E-2},{"$f":"(H334*'Farm data entry'!$D$25)","v":2.6154687999999999E-2},{"$f":"kc(C334,Kc!$E$9:$H$9,Kc!$I$9:$K$9)","v":0},0,{"$f":"K334*10*'Farm data entry'!$E$22","v":0},{"$f":"(L334*'Farm data entry'!$D$14)","v":0},0,0,0,1000,0,0,0,1107.0319539692118,0,0,0,2028.8888109650634,0]
["1986-11-28",1986,332,{"$f":"VLOOKUP($A335,Rainfall!$D$3:$Q$10959,Hydrology!$D$1,FALSE)","v":9.9999999360000008E-2},{"$f":"MAX((D335-'Farm data entry'!$D$24)*'Farm data entry'!$D$23,0)*10*'Farm data entry'!$D$10","v":0},{"$f":"AND(C335>='Farm data entry'!$E$15,Hydrology!C335<='Farm data entry'!$E$16)","v":false},0,{"$f":"VLOOKUP($A335,ETo!$A$3:$N$10959,Hydrology!$D$1,FALSE)","v":0},{"$f":"(H335*'Farm data entry'!$D$25)","v":0},{"$f":"kc(C335,Kc!$E$9:$H$9,Kc!$I$9:$K$9)","v":0},0,{"$f":"K335*10*'Farm data entry'!$E$22","v":0},{"$f":"(L335*'Farm data entry'!$D$14)","v":0},0,0,0,1000,0,0,0,1107.0319539692118,0,0,0,2028.8888109650634,0]
["1986-11-29",1986,333,{"$f":"VLOOKUP($A336,Rainfall!$D$3:$Q$10959,Hydrology!$D$1,FALSE)","v":9.9999999360000008E-2},{"$f":"MAX((D336-'Farm data entry'!$D$24)*'Farm data entry'!$D$23,0)*10*'Farm data entry'!$D$10","v":0},{"$f":"AND(C336>='Farm data entry'!$E$15,Hydrology!C336<='Farm data entry'!$E$16)","v":false},0,{"$f":"VLOOKUP($A336,ETo!$A$3:$N$10959,Hydrology!$D$1,FALSE)","v":0},{"$f":"(H336*'Farm data entry'!$D$25)","v":0},{"$f":"kc(C336,Kc!$E$9:$H$9,Kc!$I$9:$K$9)","v":0},0,{"$f":"K336*10*'Farm data entry'!$E$22","v":0},{"$f":"(L336*'Farm data entry'!$D$14)","v":0},0,0,0,1000,0,0,0,1107.0319539692118,0,0,0,2028.8888109650634,0]
["1986-11-30",1986,334,{"$f":"VLOOKUP($A337,Rainfall!$D$3:$Q$10959,Hydrology!$D$1,FALSE)","v":0},{"$f":"MAX((D337-'Farm data entry'!$D$24)*'Farm data entry'!$D$23,0)*10*'Farm data entry'!$D$10","v":0},{"$f":"AND(C337>='Farm data entry'!$E$15,Hydrology!C337<='Farm data entry'!$E$16)","v":false},0,{"$f":"VLOOKUP($A337,ETo!$A$3:$N$10959,Hydrology!$D$1,FALSE)","v":8.3998660000000006E-3},{"$f":"(H337*'Farm data entry'!$D$25)","v":5.8799061999999999E-3},{"$f":"kc(C337,Kc!$E$9:$H$9,Kc!$I$9:$K$9)","v":0},0,{"$f":"K337*10*'Farm data entry'!$E$22","v":0},{"$f":"(L337*'Farm data entry'!$D$14)","v":0},0,0,0,1000,0,0,0,1107.0319539692118,0,0,0,2028.8888109650634,0]
["1986-12-01",1986,335,{"$f":"VLOOKUP($A338,Rainfall!$D$3:$Q$10959,Hydrology!$D$1,FALSE)","v":0.30000000671999999},{"$f":"MAX((D338-'Farm data entry'!$D$24)*'Farm data entry'!$D$23,0)*10*'Farm data entry'!$D$10","v":0},{"$f":"AND(C338>='Farm data entry'!$E$15,Hydrology!C338<='Farm data entry'!$E$16)","v":false},0,{"$f":"VLOOKUP($A338,ETo!$A$3:$N$10959,Hydrology!$D$1,FALSE)","v":0.39402816000000002},{"$f":"(H338*'Farm data entry'!$D$25)","v":0.27581971199999999},{"$f":"kc(C338,Kc!$E$9:$H$9,Kc!$I$9:$K$9)","v":0},0,{"$f":"K338*10*'Farm data entry'!$E$22","v":0},{"$f":"(L338*'Farm data entry'!$D$14)","v":0},0,0,0,1000,0,0,0,1107.0319539692118,0,0,0,2028.8888109650634,0]
["1986-12-02",1986,336,{"$f":"VLOOKUP($A339,Rainfall!$D$3:$Q$10959,Hydrology!$D$1,FALSE)","v":0},{"$f":"MAX((D339-'Farm data entry'!$D$24)*'Farm data entry'!$D$23,0)*10*'Farm data entry'!$D$10","v":0},{"$f":"AND(C339>='Farm data entry'!$E$15,Hydrology!C339<='Farm data entry'!$E$16)","v":false},0,{"$f":"VLOOKUP($A339,ETo!$A$3:$N$10959,Hydrology!$D$1,FALSE)","v":0},{"$f":"(H339*'Farm data entry'!$D$25)","v":0},{"$f":"kc(C339,Kc!$E$9:$H$9,Kc!$I$9:$K$9)","v":0},0,{"$f":"K339*10*'Farm data entry'!$E$22","v":0},{"$f":"(L339*'Farm data entry'!$D$14)","v":0},0,0,0,1000,0,0,0,1107.0319539692118,0,0,0,2028.8888109650634,0]
["1986-12-03",1986,337,{"$f":"VLOOKUP($A340,Rainfall!$D$3:$Q$10959,Hydrology!$D$1,FALSE)","v":0},{"$f":"MAX((D340-'Farm data entry'!$D$24)*'Farm data entry'!$D$23,0)*10*'Farm data entry'!$D$10","v":0},{"$f":"AND(C340>='Farm data entry'!$E$15,Hydrology!C340<='Farm data entry'!$E$16)","v":false},0,{"$f":"VLOOKUP($A340,ETo!$A$3:$N$10959,Hydrology!$D$1,FALSE)","v":0.94462820000000003},{"$f":"(H340*'Farm data entry'!$D$25)","v":0.66123973999999996},{"$f":"kc(C340,Kc!$E$9:$H$9,Kc!$I$9:$K$9)","v":0},0,{"$f":"K340*10*'Farm data entry'!$E$22","v":0},{"$f":"(L340*'Farm data entry'!$D$14)","v":0},0,0,0,1000,0,0,0,1107.0319539692118,0,0,0,2028.8888109650634,0]
["1986-12-04",1986,338,{"$f":"VLOOKUP($A341,Rainfall!$D$3:$Q$10959,Hydrology!$D$1,FALSE)","v":0},{"$f":"MAX((D341-'Farm data entry'!$D$24)*'Farm data entry'!$D$23,0)*10*'Farm data entry'!$D$10","v":0},{"$f":"AND(C341>='Farm data entry'!$E$15,Hydrology!C341<='Farm data entry'!$E$16)","v":false},0,{"$f":"VLOOKUP($A341,ETo!$A$3:$N$10959,Hydrology!$D$1,FALSE)","v":0.37498468000000001},{"$f":"(H341*'Farm data entry'!$D$25)","v":0.26248927599999999},{"$f":"kc(C341,Kc!$E$9:$H$9,Kc!$I$9:$K$9)","v":0},0,{"$f":"K341*10*'Farm data entry'!$E$22","v":0},{"$f":"(L341*'Farm data entry'!$D$14)","v":0},0,0,0,1000,0,0,0,1107.0319539692118,0,0,0,2028.8888109650634,0]
["1986-12-05",1986,339,{"$f":"VLOOKUP($A342,Rainfall!$D$3:$Q$10959,Hydrology!$D$1,FALSE)","v":9.999999936},{"$f":"MAX((D342-'Farm data entry'!$D$24)*'Farm data entry'!$D$23,0)*10*'Farm data entry'!$D$10","v":151.99999878400001},{"$f":"AND(C342>='Farm data entry'!$E$15,Hydrology!C342<='Farm data entry'!$E$16)","v":false},0,{"$f":"VLOOKUP($A342,ETo!$A$3:$N$10959,Hydrology!$D$1,FALSE)","v":1.2726736000000001},{"$f":"(H342*'Farm data entry'!$D$25)","v":0.89087152000000003},{"$f":"kc(C342,Kc!$E$9:$H$9,Kc!$I$9:$K$9)","v":0},0,{"$f":"K342*10*'Farm data entry'!$E$22","v":0},{"$f":"(L342*'Farm data entry'!$D$14)","v":0},0,0,0,1000,0,0,0,1107.0319539692118,0,0,0,2028.8888109650634,0]
["1986-12-06",1986,340,{"$f":"VLOOKUP($A343,Rainfall!$D$3:$Q$10959,Hydrology!$D$1,FALSE)","v":0},{"$f":"MAX((D343-'Farm data entry'!$D$24)*'Farm data entry'!$D$23,0)*10*'Farm data entry'!$D$10","v":0},{"$f":"AND(C343>='Farm data entry'!$E$15,Hydrology!C343<='Farm data entry'!$E$16)","v":false},0,{"$f":"VLOOKUP($A343,ETo!$A$3:$N$10959,Hydrology!$D$1,FALSE)","v":0},{"$f":"(H343*'Farm data entry'!$D$25)","v":0},{"$f":"kc(C343,Kc!$E$9:$H$9,Kc!$I$9:$K$9)","v":0},0,{"$f":"K343*10*'Farm data entry'!$E$22","v":0},{"$f":"(L343*'Farm data entry'!$D$14)","v":0},0,0,0,1000,0,0,0,1107.0319539692118,0,0,0,2028.8888109650634,0]
["1986-12-07",1986,341,{"$f":"VLOOKUP($A344,Rainfall!$D$3:$Q$10959,Hydrology!$D$1,FALSE)","v":0.70000001280000002},{"$f":"MAX((D344-'Farm data entry'!$D$24)*'Farm data entry'!$D$23,0)*10*'Farm data entry'!$D$10","v":0},{"$f":"AND(C344>='Farm data entry'!$E$15,Hydrology!C344<='Farm data entry'!$E$16)","v":false},0,{"$f":"VLOOKUP($A344,ETo!$A$3:$N$10959,Hydrology!$D$1,FALSE)","v":0.50624279999999999},{"$f":"(H344*'Farm data entry'!$D$25)","v":0.35436995999999998},{"$f":"kc(C344,Kc!$E$9:$H$9,Kc!$I$9:$K$9)","v":0},0,{"$f":"K344*10*'Farm data entry'!$E$22","v":0},{"$f":"(L344*'Farm data entry'!$D$14)","v":0},0,0,0,1000,0,0,0,1107.0319539692118,0,0,0,2028.8888109650634,0]
["1986-12-08",1986,342,{"$f":"VLOOKUP($A345,Rainfall!$D$3:$Q$10959,Hydrology!$D$1,FALSE)","v":1.5000000767999999},{"$f":"MAX((D345-'Farm data entry'!$D$24)*'Farm data entry'!$D$23,0)*10*'Farm data entry'!$D$10","v":0},{"$f":"AND(C345>='Farm data entry'!$E$15,Hydrology!C345<='Farm data entry'!$E$16)","v":false},0,{"$f":"VLOOKUP($A345,ETo!$A$3:$N$10959,Hydrology!$D$1,FALSE)","v":0.43927369999999999},{"$f":"(H345*'Farm data entry'!$D$25)","v":0.30749158999999998},{"$f":"kc(C345,Kc!$E$9:$H$9,Kc!$I$9:$K$9)","v":0},0,{"$f":"K345*10*'Farm data entry'!$E$22","v":0},{"$f":"(L345*'Farm data entry'!$D$14)","v":0},0,0,0,1000,0,0,0,1107.0319539692118,0,0,0,2028.8888109650634,0]
["1986-12-09",1986,343,{"$f":"VLOOKUP($A346,Rainfall!$D$3:$Q$10959,Hydrology!$D$1,FALSE)","v":1.9000001088},{"$f":"MAX((D346-'Farm data entry'!$D$24)*'Farm data entry'!$D$23,0)*10*'Farm data entry'!$D$10","v":0},{"$f":"AND(C346>='Farm data entry'!$E$15,Hydrology!C346<='Farm data entry'!$E$16)","v":false},0,{"$f":"VLOOKUP($A346,ETo!$A$3:$N$10959,Hydrology!$D$1,FALSE)","v":0.63656950000000001},{"$f":"(H346*'Farm data entry'!$D$25)","v":0.44559864999999999},{"$f":"kc(C346,Kc!$E$9:$H$9,Kc!$I$9:$K$9)","v":0},0,{"$f":"K346*10*'Farm data entry'!$E$22","v":0},{"$f":"(L346*'Farm data entry'!$D$14)","v":0},0,0,0,1000,0,0,0,1107.0319539692118,0,0,0,2028.8888109650634,0]
["1986-12-10",1986,344,{"$f":"VLOOKUP($A347,Rainfall!$D$3:$Q$10959,Hydrology!$D$1,FALSE)","v":0},{"$f":"MAX((D347-'Farm data entry'!$D$24)*'Farm data entry'!$D$23,0)*10*'Farm data entry'!$D$10","v":0},{"$f":"AND(C347>='Farm data entry'!$E$15,Hydrology!C347<='Farm data entry'!$E$16)","v":false},0,{"$f":"VLOOKUP($A347,ETo!$A$3:$N$10959,Hydrology!$D$1,FALSE)","v":0},{"$f":"(H347*'Farm data entry'!$D$25)","v":0},{"$f":"kc(C347,Kc!$E$9:$H$9,Kc!$I$9:$K$9)","v":0},0,{"$f":"K347*10*'Farm data entry'!$E$22","v":0},{"$f":"(L347*'Farm data entry'!$D$14)","v":0},0,0,0,1000,0,0,0,1107.0319539692118,0,0,0,2028.8888109650634,0]
["1986-12-11",1986,345,{"$f":"VLOOKUP($A348,Rainfall!$D$3:$Q$10959,Hydrology!$D$1,FALSE)","v":1.7999999711999999},{"$f":"MAX((D348-'Farm data entry'!$D$24)*'Farm data entry'!$D$23,0)*10*'Farm data entry'!$D$10","v":0},{"$f":"AND(C348>='Farm data entry'!$E$15,Hydrology!C348<='Farm data entry'!$E$16)","v":false},0,{"$f":"VLOOKUP($A348,ETo!$A$3:$N$10959,Hydrology!$D$1,FALSE)","v":0},{"$f":"(H348*'Farm data entry'!$D$25)","v":0},{"$f":"kc(C348,Kc!$E$9:$H$9,Kc!$I$9:$K$9)","v":0},0,{"$f":"K348*10*'Farm data entry'!$E$22","v":0},{"$f":"(L348*'Farm data entry'!$D$14)","v":0},0,0,0,1000,0,0,0,1107.0319539692118,0,0,0,2028.8888109650634,0]
["1986-12-12",1986,346,{"$f":"VLOOKUP($A349,Rainfall!$D$3:$Q$10959,Hydrology!$D$1,FALSE)","v":7.2999999359999999},{"$f":"MAX((D349-'Farm data entry'!$D$24)*'Farm data entry'!$D$23,0)*10*'Farm data entry'!$D$10","v":100.69999878399999},{"$f":"AND(C349>='Farm data entry'!$E$15,Hydrology!C349<='Farm data entry'!$E$16)","v":false},0,{"$f":"VLOOKUP($A349,ETo!$A$3:$N$10959,Hydrology!$D$1,FALSE)","v":0.19215115999999999},{"$f":"(H349*'Farm data entry'!$D$25)","v":0.13450581199999997},{"$f":"kc(C349,Kc!$E$9:$H$9,Kc!$I$9:$K$9)","v":0},0,{"$f":"K349*10*'Farm data entry'!$E$22","v":0},{"$f":"(L349*'Farm data entry'!$D$14)","v":0},0,0,0,1000,0,0,0,1107.0319539692118,0,0,0,2028.8888109650634,0]
["1986-12-13",1986,347,{"$f":"VLOOKUP($A350,Rainfall!$D$3:$Q$10959,Hydrology!$D$1,FALSE)","v":0.19999999872000002},{"$f":"MAX((D350-'Farm data entry'!$D$24)*'Farm data entry'!$D$23,0)*10*'Farm data entry'!$D$10","v":0},{"$f":"AND(C350>='Farm data entry'!$E$15,Hydrology!C350<='Farm data entry'!$E$16)","v":false},0,{"$f":"VLOOKUP($A350,ETo!$A$3:$N$10959,Hydrology!$D$1,FALSE)","v":0},{"$f":"(H350*'Farm data entry'!$D$25)","v":0},{"$f":"kc(C350,Kc!$E$9:$H$9,Kc!$I$9:$K$9)","v":0},0,{"$f":"K350*10*'Farm data entry'!$E$22","v":0},{"$f":"(L350*'Farm data entry'!$D$14)","v":0},0,0,0,1000,0,0,0,1107.0319539692118,0,0,0,2028.8888109650634,0]
["1986-12-14",1986,348,{"$f":"VLOOKUP($A351,Rainfall!$D$3:$Q$10959,Hydrology!$D$1,FALSE)","v":0.90000002879999996},{"$f":"MAX((D351-'Farm data entry'!$D$24)*'Farm data entry'!$D$23,0)*10*'Farm data entry'!$D$10","v":0},{"$f":"AND(C351>='Farm data entry'!$E$15,Hydrology!C351<='Farm data entry'!$E$16)","v":false},0,{"$f":"VLOOKUP($A351,ETo!$A$3:$N$10959,Hydrology!$D$1,FALSE)","v":0},{"$f":"(H351*'Farm data entry'!$D$25)","v":0},{"$f":"kc(C351,Kc!$E$9:$H$9,Kc!$I$9:$K$9)","v":0},0,{"$f":"K351*10*'Farm data entry'!$E$22","v":0},{"$f":"(L351*'Farm data entry'!$D$14)","v":0},0,0,0,1000,0,0,0,1107.0319539692118,0,0,0,2028.8888109650634,0]
["1986-12-15",1986,349,{"$f":"VLOOKUP($A352,Rainfall!$D$3:$Q$10959,Hydrology!$D$1,FALSE)","v":8.6999999615999997},{"$f":"MAX((D352-'Farm data entry'!$D$24)*'Farm data entry'!$D$23,0)*10*'Farm data entry'!$D$10","v":127.29999927039998},{"$f":"AND(C352>='Farm data entry'!$E$15,Hydrology!C352<='Farm data entry'!$E$16)","v":false},0,{"$f":"VLOOKUP($A352,ETo!$A$3:$N$10959,Hydrology!$D$1,FALSE)","v":0},{"$f":"(H352*'Farm data entry'!$D$25)","v":0},{"$f":"kc(C352,Kc!$E$9:$H$9,Kc!$I$9:$K$9)","v":0},0,{"$f":"K352*10*'Farm data entry'!$E$22","v":0},{"$f":"(L352*'Farm data entry'!$D$14)","v":0},0,0,0,1000,0,0,0,1107.0319539692118,0,0,0,2028.8888109650634,0]
["1986-12-16",1986,350,{"$f":"VLOOKUP($A353,Rainfall!$D$3:$Q$10959,Hydrology!$D$1,FALSE)","v":9.9999999360000008E-2},{"$f":"MAX((D353-'Farm data entry'!$D$24)*'Farm data entry'!$D$23,0)*10*'Farm data entry'!$D$10","v":0},{"$f":"AND(C353>='Farm data entry'!$E$15,Hydrology!C353<='Farm data entry'!$E$16)","v":false},0,{"$f":"VLOOKUP($A353,ETo!$A$3:$N$10959,Hydrology!$D$1,FALSE)","v":0.48338029999999998},{"$f":"(H353*'Farm data entry'!$D$25)","v":0.33836620999999995},{"$f":"kc(C353,Kc!$E$9:$H$9,Kc!$I$9:$K$9)","v":0},0,{"$f":"K353*10*'Farm data entry'!$E$22","v":0},{"$f":"(L353*'Farm data entry'!$D$14)","v":0},0,0,0,1000,0,0,0,1107.0319539692118,0,0,0,2028.8888109650634,0]
["1986-12-17",1986,351,{"$f":"VLOOKUP($A354,Rainfall!$D$3:$Q$10959,Hydrology!$D$1,FALSE)","v":6.8000001984000003},{"$f":"MAX((D354-'Farm data entry'!$D$24)*'Farm data entry'!$D$23,0)*10*'Farm data entry'!$D$10","v":91.200003769600002},{"$f":"AND(C354>='Farm data entry'!$E$15,Hydrology!C354<='Farm data entry'!$E$16)","v":false},0,{"$f":"VLOOKUP($A354,ETo!$A$3:$N$10959,Hydrology!$D$1,FALSE)","v":0.96810189999999996},{"$f":"(H354*'Farm data entry'!$D$25)","v":0.67767132999999991},{"$f":"kc(C354,Kc!$E$9:$H$9,Kc!$I$9:$K$9)","v":0},0,{"$f":"K354*10*'Farm data entry'!$E$22","v":0},{"$f":"(L354*'Farm data entry'!$D$14)","v":0},0,0,0,1000,0,0,0,1107.0319539692118,0,0,0,2028.8888109650634,0]
["1986-12-18",1986,352,{"$f":"VLOOKUP($A355,Rainfall!$D$3:$Q$10959,Hydrology!$D$1,FALSE)","v":1.3000000176000002},{"$f":"MAX((D355-'Farm data entry'!$D$24)*'Farm data entry'!$D$23,0)*10*'Farm data entry'!$D$10","v":0},{"$f":"AND(C355>='Farm data entry'!$E$15,Hydrology!C355<='Farm data entry'!$E$16)","v":false},0,{"$f":"VLOOKUP($A355,ETo!$A$3:$N$10959,Hydrology!$D$1,FALSE)","v":0.82796424999999996},{"$f":"(H355*'Farm data entry'!$D$25)","v":0.57957497499999988},{"$f":"kc(C355,Kc!$E$9:$H$9,Kc!$I$9:$K$9)","v":0},0,{"$f":"K355*10*'Farm data entry'!$E$22","v":0},{"$f":"(L355*'Farm data entry'!$D$14)","v":0},0,0,0,1000,0,0,0,1107.0319539692118,0,0,0,2028.8888109650634,0]
["1986-12-19",1986,353,{"$f":"VLOOKUP($A356,Rainfall!$D$3:$Q$10959,Hydrology!$D$1,FALSE)","v":0},{"$f":"MAX((D356-'Farm data entry'!$D$24)*'Farm data entry'!$D$23,0)*10*'Farm data entry'!$D$10","v":0},{"$f":"AND(C356>='Farm data entry'!$E$15,Hydrology!C356<='Farm data entry'!$E$16)","v":false},0,{"$f":"VLOOKUP($A356,ETo!$A$3:$N$10959,Hydrology!$D$1,FALSE)","v":0.93584100000000003},{"$f":"(H356*'Farm data entry'!$D$25)","v":0.65508869999999997},{"$f":"kc(C356,Kc!$E$9:$H$9,Kc!$I$9:$K$9)","v":0},0,{"$f":"K356*10*'Farm data entry'!$E$22","v":0},{"$f":"(L356*'Farm data entry'!$D$14)","v":0},0,0,0,1000,0,0,0,1107.0319539692118,0,0,0,2028.8888109650634,0]
["1986-12-20",1986,354,{"$f":"VLOOKUP($A357,Rainfall!$D$3:$Q$10959,Hydrology!$D$1,FALSE)","v":0},{"$f":"MAX((D357-'Farm data entry'!$D$24)*'Farm data entry'!$D$23,0)*10*'Farm data entry'!$D$10","v":0},{"$f":"AND(C357>='Farm data entry'!$E$15,Hydrology!C357<='Farm data entry'!$E$16)","v":false},0,{"$f":"VLOOKUP($A357,ETo!$A$3:$N$10959,Hydrology!$D$1,FALSE)","v":0.31201398000000002},{"$f":"(H357*'Farm data entry'!$D$25)","v":0.21840978599999999},{"$f":"kc(C357,Kc!$E$9:$H$9,Kc!$I$9:$K$9)","v":0},0,{"$f":"K357*10*'Farm data entry'!$E$22","v":0},{"$f":"(L357*'Farm data entry'!$D$14)","v":0},0,0,0,1000,0,0,0,1107.0319539692118,0,0,0,2028.8888109650634,0]
["1986-12-21",1986,355,{"$f":"VLOOKUP($A358,Rainfall!$D$3:$Q$10959,Hydrology!$D$1,FALSE)","v":0},{"$f":"MAX((D358-'Farm data entry'!$D$24)*'Farm data entry'!$D$23,0)*10*'Farm data entry'!$D$10","v":0},{"$f":"AND(C358>='Farm data entry'!$E$15,Hydrology!C358<='Farm data entry'!$E$16)","v":false},0,{"$f":"VLOOKUP($A358,ETo!$A$3:$N$10959,Hydrology!$D$1,FALSE)","v":0.26877677},{"$f":"(H358*'Farm data entry'!$D$25)","v":0.18814373899999998},{"$f":"kc(C358,Kc!$E$9:$H$9,Kc!$I$9:$K$9)","v":0},0,{"$f":"K358*10*'Farm data entry'!$E$22","v":0},{"$f":"(L358*'Farm data entry'!$D$14)","v":0},0,0,0,1000,0,0,0,1107.0319539692118,0,0,0,2028.8888109650634,0]
["1986-12-22",1986,356,{"$f":"VLOOKUP($A359,Rainfall!$D$3:$Q$10959,Hydrology!$D$1,FALSE)","v":0},{"$f":"MAX((D359-'Farm data entry'!$D$24)*'Farm data entry'!$D$23,0)*10*'Farm data entry'!$D$10","v":0},{"$f":"AND(C359>='Farm data entry'!$E$15,Hydrology!C359<='Farm data entry'!$E$16)","v":false},0,{"$f":"VLOOKUP($A359,ETo!$A$3:$N$10959,Hydrology!$D$1,FALSE)","v":0.30010506999999997},{"$f":"(H359*'Farm data entry'!$D$25)","v":0.21007354899999997},{"$f":"kc(C359,Kc!$E$9:$H$9,Kc!$I$9:$K$9)","v":0},0,{"$f":"K359*10*'Farm data entry'!$E$22","v":0},{"$f":"(L359*'Farm data entry'!$D$14)","v":0},0,0,0,1000,0,0,0,1107.0319539692118,0,0,0,2028.8888109650634,0]
["1986-12-23",1986,357,{"$f":"VLOOKUP($A360,Rainfall!$D$3:$Q$10959,Hydrology!$D$1,FALSE)","v":0},{"$f":"MAX((D360-'Farm data entry'!$D$24)*'Farm data entry'!$D$23,0)*10*'Farm data entry'!$D$10","v":0},{"$f":"AND(C360>='Farm data entry'!$E$15,Hydrology!C360<='Farm data entry'!$E$16)","v":false},0,{"$f":"VLOOKUP($A360,ETo!$A$3:$N$10959,Hydrology!$D$1,FALSE)","v":0.47953725000000003},{"$f":"(H360*'Farm data entry'!$D$25)","v":0.33567607500000002},{"$f":"kc(C360,Kc!$E$9:$H$9,Kc!$I$9:$K$9)","v":0},0,{"$f":"K360*10*'Farm data entry'!$E$22","v":0},{"$f":"(L360*'Farm data entry'!$D$14)","v":0},0,0,0,1000,0,0,0,1107.0319539692118,0,0,0,2028.8888109650634,0]
["1986-12-24",1986,358,{"$f":"VLOOKUP($A361,Rainfall!$D$3:$Q$10959,Hydrology!$D$1,FALSE)","v":4.5999999360000006},{"$f":"MAX((D361-'Farm data entry'!$D$24)*'Farm data entry'!$D$23,0)*10*'Farm data entry'!$D$10","v":49.399998784000012},{"$f":"AND(C361>='Farm data entry'!$E$15,Hydrology!C361<='Farm data entry'!$E$16)","v":false},0,{"$f":"VLOOKUP($A361,ETo!$A$3:$N$10959,Hydrology!$D$1,FALSE)","v":0.13276694999999999},{"$f":"(H361*'Farm data entry'!$D$25)","v":9.2936864999999994E-2},{"$f":"kc(C361,Kc!$E$9:$H$9,Kc!$I$9:$K$9)","v":0},0,{"$f":"K361*10*'Farm data entry'!$E$22","v":0},{"$f":"(L361*'Farm data entry'!$D$14)","v":0},0,0,0,1000,0,0,0,1107.0319539692118,0,0,0,2028.8888109650634,0]
["1986-12-25",1986,359,{"$f":"VLOOKUP($A362,Rainfall!$D$3:$Q$10959,Hydrology!$D$1,FALSE)","v":4.1999999040000002},{"$f":"MAX((D362-'Farm data entry'!$D$24)*'Farm data entry'!$D$23,0)*10*'Farm data entry'!$D$10","v":41.799998176000003},{"$f":"AND(C362>='Farm data entry'!$E$15,Hydrology!C362<='Farm data entry'!$E$16)","v":false},0,{"$f":"VLOOKUP($A362,ETo!$A$3:$N$10959,Hydrology!$D$1,FALSE)","v":0},{"$f":"(H362*'Farm data entry'!$D$25)","v":0},{"$f":"kc(C362,Kc!$E$9:$H$9,Kc!$I$9:$K$9)","v":0},0,{"$f":"K362*10*'Farm data entry'!$E$22","v":0},{"$f":"(L362*'Farm data entry'!$D$14)","v":0},0,0,0,1000,0,0,0,1107.0319539692118,0,0,0,2028.8888109650634,0]
["1986-12-26",1986,360,{"$f":"VLOOKUP($A363,Rainfall!$D$3:$Q$10959,Hydrology!$D$1,FALSE)","v":0.30000000671999999},{"$f":"MAX((D363-'Farm data entry'!$D$24)*'Farm data entry'!$D$23,0)*10*'Farm data entry'!$D$10","v":0},{"$f":"AND(C363>='Farm data entry'!$E$15,Hydrology!C363<='Farm data entry'!$E$16)","v":false},0,{"$f":"VLOOKUP($A363,ETo!$A$3:$N$10959,Hydrology!$D$1,FALSE)","v":0.14214867},{"$f":"(H363*'Farm data entry'!$D$25)","v":9.9504069000000001E-2},{"$f":"kc(C363,Kc!$E$9:$H$9,Kc!$I$9:$K$9)","v":0},0,{"$f":"K363*10*'Farm data entry'!$E$22","v":0},{"$f":"(L363*'Farm data entry'!$D$14)","v":0},0,0,0,1000,0,0,0,1107.0319539692118,0,0,0,2028.8888109650634,0]
["1986-12-27",1986,361,{"$f":"VLOOKUP($A364,Rainfall!$D$3:$Q$10959,Hydrology!$D$1,FALSE)","v":0},{"$f":"MAX((D364-'Farm data entry'!$D$24)*'Farm data entry'!$D$23,0)*10*'Farm data entry'!$D$10","v":0},{"$f":"AND(C364>='Farm data entry'!$E$15,Hydrology!C364<='Farm data entry'!$E$16)","v":false},0,{"$f":"VLOOKUP($A364,ETo!$A$3:$N$10959,Hydrology!$D$1,FALSE)","v":0.54180943999999998},{"$f":"(H364*'Farm data entry'!$D$25)","v":0.37926660799999995},{"$f":"kc(C364,Kc!$E$9:$H$9,Kc!$I$9:$K$9)","v":0},0,{"$f":"K364*10*'Farm data entry'!$E$22","v":0},{"$f":"(L364*'Farm data entry'!$D$14)","v":0},0,0,0,1000,0,0,0,1107.0319539692118,0,0,0,2028.8888109650634,0]
["1986-12-28",1986,362,{"$f":"VLOOKUP($A365,Rainfall!$D$3:$Q$10959,Hydrology!$D$1,FALSE)","v":0},{"$f":"MAX((D365-'Farm data entry'!$D$24)*'Farm data entry'!$D$23,0)*10*'Farm data entry'!$D$10","v":0},{"$f":"AND(C365>='Farm data entry'!$E$15,Hydrology!C365<='Farm data entry'!$E$16)","v":false},0,{"$f":"VLOOKUP($A365,ETo!$A$3:$N$10959,Hydrology!$D$1,FALSE)","v":0.3854513},{"$f":"(H365*'Farm data entry'!$D$25)","v":0.26981590999999999},{"$f":"kc(C365,Kc!$E$9:$H$9,Kc!$I$9:$K$9)","v":0},0,{"$f":"K365*10*'Farm data entry'!$E$22","v":0},{"$f":"(L365*'Farm data entry'!$D$14)","v":0},0,0,0,1000,0,0,0,1107.0319539692118,0,0,0,2028.8888109650634,0]
["1986-12-29",1986,363,{"$f":"VLOOKUP($A366,Rainfall!$D$3:$Q$10959,Hydrology!$D$1,FALSE)","v":3.0999998592},{"$f":"MAX((D366-'Farm data entry'!$D$24)*'Farm data entry'!$D$23,0)*10*'Farm data entry'!$D$10","v":20.899997324799998},{"$f":"AND(C366>='Farm data entry'!$E$15,Hydrology!C366<='Farm data entry'!$E$16)","v":false},0,{"$f":"VLOOKUP($A366,ETo!$A$3:$N$10959,Hydrology!$D$1,FALSE)","v":0.69415903000000001},{"$f":"(H366*'Farm data entry'!$D$25)","v":0.48591132099999995},{"$f":"kc(C366,Kc!$E$9:$H$9,Kc!$I$9:$K$9)","v":0},0,{"$f":"K366*10*'Farm data entry'!$E$22","v":0},{"$f":"(L366*'Farm data entry'!$D$14)","v":0},0,0,0,1000,0,0,0,1107.0319539692118,0,0,0,2028.8888109650634,0]
["1986-12-30",1986,364,{"$f":"VLOOKUP($A367,Rainfall!$D$3:$Q$10959,Hydrology!$D$1,FALSE)","v":4.1999999040000002},{"$f":"MAX((D367-'Farm data entry'!$D$24)*'Farm data entry'!$D$23,0)*10*'Farm data entry'!$D$10","v":41.799998176000003},{"$f":"AND(C367>='Farm data entry'!$E$15,Hydrology!C367<='Farm data entry'!$E$16)","v":false},0,{"$f":"VLOOKUP($A367,ETo!$A$3:$N$10959,Hydrology!$D$1,FALSE)","v":0.13514709999999999},{"$f":"(H367*'Farm data entry'!$D$25)","v":9.4602969999999995E-2},{"$f":"kc(C367,Kc!$E$9:$H$9,Kc!$I$9:$K$9)","v":0},0,{"$f":"K367*10*'Farm data entry'!$E$22","v":0},{"$f":"(L367*'Farm data entry'!$D$14)","v":0},0,0,0,1000,0,0,0,1107.0319539692118,0,0,0,2028.8888109650634,0]
["1986-12-31",1986,365,{"$f":"VLOOKUP($A368,Rainfall!$D$3:$Q$10959,Hydrology!$D$1,FALSE)","v":10.10000016},{"$f":"MAX((D368-'Farm data entry'!$D$24)*'Farm data entry'!$D$23,0)*10*'Farm data entry'!$D$10","v":153.90000304},{"$f":"AND(C368>='Farm data entry'!$E$15,Hydrology!C368<='Farm data entry'!$E$16)","v":false},0,{"$f":"VLOOKUP($A368,ETo!$A$3:$N$10959,Hydrology!$D$1,FALSE)","v":0.84765639999999998},{"$f":"(H368*'Farm data entry'!$D$25)","v":0.59335947999999994},{"$f":"kc(C368,Kc!$E$9:$H$9,Kc!$I$9:$K$9)","v":0},0,{"$f":"K368*10*'Farm data entry'!$E$22","v":0},{"$f":"(L368*'Farm data entry'!$D$14)","v":0},0,0,0,1000,0,0,0,1107.0319539692118,0,0,0,2028.8888109650634,0]
["1987-01-01",1987,1,{"$f":"VLOOKUP($A369,Rainfall!$D$3:$Q$10959,Hydrology!$D$1,FALSE)","v":0.70000001280000002},{"$f":"MAX((D369-'Farm data entry'!$D$24)*'Farm data entry'!$D$23,0)*10*'Farm data entry'!$D$10","v":0},{"$f":"AND(C369>='Farm data entry'!$E$15,Hydrology!C369<='Farm data entry'!$E$16)","v":false},0,{"$f":"VLOOKUP($A369,ETo!$A$3:$N$10959,Hydrology!$D$1,FALSE)","v":0},{"$f":"(H369*'Farm data entry'!$D$25)","v":0},{"$f":"kc(C369,Kc!$E$9:$H$9,Kc!$I$9:$K$9)","v":0},0,{"$f":"K369*10*'Farm data entry'!$E$22","v":0},{"$f":"(L369*'Farm data entry'!$D$14)","v":0},0,0,0,1000,0,0,0,1107.0319539692118,0,0,0,2028.8888109650634,0]
["1987-01-02",1987,2,{"$f":"VLOOKUP($A370,Rainfall!$D$3:$Q$10959,Hydrology!$D$1,FALSE)","v":9.9999999360000008E-2},{"$f":"MAX((D370-'Farm data entry'!$D$24)*'Farm data entry'!$D$23,0)*10*'Farm data entry'!$D$10","v":0},{"$f":"AND(C370>='Farm data entry'!$E$15,Hydrology!C370<='Farm data entry'!$E$16)","v":false},0,{"$f":"VLOOKUP($A370,ETo!$A$3:$N$10959,Hydrology!$D$1,FALSE)","v":0.38427486999999999},{"$f":"(H370*'Farm data entry'!$D$25)","v":0.26899240899999999},{"$f":"kc(C370,Kc!$E$9:$H$9,Kc!$I$9:$K$9)","v":0},0,{"$f":"K370*10*'Farm data entry'!$E$22","v":0},{"$f":"(L370*'Farm data entry'!$D$14)","v":0},0,0,0,1000,0,0,0,1107.0319539692118,0,0,0,2028.8888109650634,0]
["1987-01-03",1987,3,{"$f":"VLOOKUP($A371,Rainfall!$D$3:$Q$10959,Hydrology!$D$1,FALSE)","v":0},{"$f":"MAX((D371-'Farm data entry'!$D$24)*'Farm data entry'!$D$23,0)*10*'Farm data entry'!$D$10","v":0},{"$f":"AND(C371>='Farm data entry'!$E$15,Hydrology!C371<='Farm data entry'!$E$16)","v":false},0,{"$f":"VLOOKUP($A371,ETo!$A$3:$N$10959,Hydrology!$D$1,FALSE)","v":0.17158556},{"$f":"(H371*'Farm data entry'!$D$25)","v":0.120109892},{"$f":"kc(C371,Kc!$E$9:$H$9,Kc!$I$9:$K$9)","v":0},0,{"$f":"K371*10*'Farm data entry'!$E$22","v":0},{"$f":"(L371*'Farm data entry'!$D$14)","v":0},0,0,0,1000,0,0,0,1107.0319539692118,0,0,0,2028.8888109650634,0]
["1987-01-04",1987,4,{"$f":"VLOOKUP($A372,Rainfall!$D$3:$Q$10959,Hydrology!$D$1,FALSE)","v":5.4999997056000005},{"$f":"MAX((D372-'Farm data entry'!$D$24)*'Farm data entry'!$D$23,0)*10*'Farm data entry'!$D$10","v":66.499994406400006},{"$f":"AND(C372>='Farm data entry'!$E$15,Hydrology!C372<='Farm data entry'!$E$16)","v":false},0,{"$f":"VLOOKUP($A372,ETo!$A$3:$N$10959,Hydrology!$D$1,FALSE)","v":0.25058395},{"$f":"(H372*'Farm data entry'!$D$25)","v":0.17540876499999999},{"$f":"kc(C372,Kc!$E$9:$H$9,Kc!$I$9:$K$9)","v":0},0,{"$f":"K372*10*'Farm data entry'!$E$22","v":0},{"$f":"(L372*'Farm data entry'!$D$14)","v":0},0,0,0,1000,0,0,0,1107.0319539692118,0,0,0,2028.8888109650634,0]
["1987-01-05",1987,5,{"$f":"VLOOKUP($A373,Rainfall!$D$3:$Q$10959,Hydrology!$D$1,FALSE)","v":0},{"$f":"MAX((D373-'Farm data entry'!$D$24)*'Farm data entry'!$D$23,0)*10*'Farm data entry'!$D$10","v":0},{"$f":"AND(C373>='Farm data entry'!$E$15,Hydrology!C373<='Farm data entry'!$E$16)","v":false},0,{"$f":"VLOOKUP($A373,ETo!$A$3:$N$10959,Hydrology!$D$1,FALSE)","v":0.80590885999999995},{"$f":"(H373*'Farm data entry'!$D$25)","v":0.56413620199999992},{"$f":"kc(C373,Kc!$E$9:$H$9,Kc!$I$9:$K$9)","v":0},0,{"$f":"K373*10*'Farm data entry'!$E$22","v":0},{"$f":"(L373*'Farm data entry'!$D$14)","v":0},0,0,0,1000,0,0,0,1107.0319539692118,0,0,0,2028.8888109650634,0]
["1987-01-06",1987,6,{"$f":"VLOOKUP($A374,Rainfall!$D$3:$Q$10959,Hydrology!$D$1,FALSE)","v":0},{"$f":"MAX((D374-'Farm data entry'!$D$24)*'Farm data entry'!$D$23,0)*10*'Farm data entry'!$D$10","v":0},{"$f":"AND(C374>='Farm data entry'!$E$15,Hydrology!C374<='Farm data entry'!$E$16)","v":false},0,{"$f":"VLOOKUP($A374,ETo!$A$3:$N$10959,Hydrology!$D$1,FALSE)","v":0.76042295000000004},{"$f":"(H374*'Farm data entry'!$D$25)","v":0.53229606500000004},{"$f":"kc(C374,Kc!$E$9:$H$9,Kc!$I$9:$K$9)","v":0},0,{"$f":"K374*10*'Farm data entry'!$E$22","v":0},{"$f":"(L374*'Farm data entry'!$D$14)","v":0},0,0,0,1000,0,0,0,1107.0319539692118,0,0,0,2028.8888109650634,0]
["1987-01-07",1987,7,{"$f":"VLOOKUP($A375,Rainfall!$D$3:$Q$10959,Hydrology!$D$1,FALSE)","v":0},{"$f":"MAX((D375-'Farm data entry'!$D$24)*'Farm data entry'!$D$23,0)*10*'Farm data entry'!$D$10","v":0},{"$f":"AND(C375>='Farm data entry'!$E$15,Hydrology!C375<='Farm data entry'!$E$16)","v":false},0,{"$f":"VLOOKUP($A375,ETo!$A$3:$N$10959,Hydrology!$D$1,FALSE)","v":0.24159596999999999},{"$f":"(H375*'Farm data entry'!$D$25)","v":0.16911717899999998},{"$f":"kc(C375,Kc!$E$9:$H$9,Kc!$I$9:$K$9)","v":0},0,{"$f":"K375*10*'Farm data entry'!$E$22","v":0},{"$f":"(L375*'Farm data entry'!$D$14)","v":0},0,0,0,1000,0,0,0,1107.0319539692118,0,0,0,2028.8888109650634,0]
["1987-01-08",1987,8,{"$f":"VLOOKUP($A376,Rainfall!$D$3:$Q$10959,Hydrology!$D$1,FALSE)","v":0},{"$f":"MAX((D376-'Farm data entry'!$D$24)*'Farm data entry'!$D$23,0)*10*'Farm data entry'!$D$10","v":0},{"$f":"AND(C376>='Farm data entry'!$E$15,Hydrology!C376<='Farm data entry'!$E$16)","v":false},0,{"$f":"VLOOKUP($A376,ETo!$A$3:$N$10959,Hydrology!$D$1,FALSE)","v":0},{"$f":"(H376*'Farm data entry'!$D$25)","v":0},{"$f":"kc(C376,Kc!$E$9:$H$9,Kc!$I$9:$K$9)","v":0},0,{"$f":"K376*10*'Farm data entry'!$E$22","v":0},{"$f":"(L376*'Farm data entry'!$D$14)","v":0},0,0,0,1000,0,0,0,1107.0319539692118,0,0,0,2028.8888109650634,0]
["1987-01-09",1987,9,{"$f":"VLOOKUP($A377,Rainfall!$D$3:$Q$10959,Hydrology!$D$1,FALSE)","v":9.9999999360000008E-2},{"$f":"MAX((D377-'Farm data entry'!$D$24)*'Farm data entry'!$D$23,0)*10*'Farm data entry'!$D$10","v":0},{"$f":"AND(C377>='Farm data entry'!$E$15,Hydrology!C377<='Farm data entry'!$E$16)","v":false},0,{"$f":"VLOOKUP($A377,ETo!$A$3:$N$10959,Hydrology!$D$1,FALSE)","v":0},{"$f":"(H377*'Farm data entry'!$D$25)","v":0},{"$f":"kc(C377,Kc!$E$9:$H$9,Kc!$I$9:$K$9)","v":0},0,{"$f":"K377*10*'Farm data entry'!$E$22","v":0},{"$f":"(L377*'Farm data entry'!$D$14)","v":0},0,0,0,1000,0,0,0,1107.0319539692118,0,0,0,2028.8888109650634,0]
["1987-01-10",1987,10,{"$f":"VLOOKUP($A378,Rainfall!$D$3:$Q$10959,Hydrology!$D$1,FALSE)","v":0.79999997760000008},{"$f":"MAX((D378-'Farm data entry'!$D$24)*'Farm data entry'!$D$23,0)*10*'Farm data entry'!$D$10","v":0},{"$f":"AND(C378>='Farm data entry'!$E$15,Hydrology!C378<='Farm data entry'!$E$16)","v":false},0,{"$f":"VLOOKUP($A378,ETo!$A$3:$N$10959,Hydrology!$D$1,FALSE)","v":0.12512907000000001},{"$f":"(H378*'Farm data entry'!$D$25)","v":8.7590348999999998E-2},{"$f":"kc(C378,Kc!$E$9:$H$9,Kc!$I$9:$K$9)","v":0},0,{"$f":"K378*10*'Farm data entry'!$E$22","v":0},{"$f":"(L378*'Farm data entry'!$D$14)","v":0},0,0,0,1000,0,0,0,1107.0319539692118,0,0,0,2028.8888109650634,0]
["1987-01-11",1987,11,{"$f":"VLOOKUP($A379,Rainfall!$D$3:$Q$10959,Hydrology!$D$1,FALSE)","v":6.9999997823999998},{"$f":"MAX((D379-'Farm data entry'!$D$24)*'Farm data entry'!$D$23,0)*10*'Farm data entry'!$D$10","v":94.999995865599999},{"$f":"AND(C379>='Farm data entry'!$E$15,Hydrology!C379<='Farm data entry'!$E$16)","v":false},0,{"$f":"VLOOKUP($A379,ETo!$A$3:$N$10959,Hydrology!$D$1,FALSE)","v":0.13107099},{"$f":"(H379*'Farm data entry'!$D$25)","v":9.1749692999999993E-2},{"$f":"kc(C379,Kc!$E$9:$H$9,Kc!$I$9:$K$9)","v":0},0,{"$f":"K379*10*'Farm data entry'!$E$22","v":0},{"$f":"(L379*'Farm data entry'!$D$14)","v":0},0,0,0,1000,0,0,0,1107.0319539692118,0,0,0,2028.8888109650634,0]
["1987-01-12",1987,12,{"$f":"VLOOKUP($A380,Rainfall!$D$3:$Q$10959,Hydrology!$D$1,FALSE)","v":9.000000287999999},{"$f":"MAX((D380-'Farm data entry'!$D$24)*'Farm data entry'!$D$23,0)*10*'Farm data entry'!$D$10","v":133.00000547199997},{"$f":"AND(C380>='Farm data entry'!$E$15,Hydrology!C380<='Farm data entry'!$E$16)","v":false},0,{"$f":"VLOOKUP($A380,ETo!$A$3:$N$10959,Hydrology!$D$1,FALSE)","v":6.1020343999999997E-2},{"$f":"(H380*'Farm data entry'!$D$25)","v":4.2714240799999997E-2},{"$f":"kc(C380,Kc!$E$9:$H$9,Kc!$I$9:$K$9)","v":0},0,{"$f":"K380*10*'Farm data entry'!$E$22","v":0},{"$f":"(L380*'Farm data entry'!$D$14)","v":0},0,0,0,1000,0,0,0,1107.0319539692118,0,0,0,2028.8888109650634,0]
["1987-01-13",1987,13,{"$f":"VLOOKUP($A381,Rainfall!$D$3:$Q$10959,Hydrology!$D$1,FALSE)","v":6.1999997184},{"$f":"MAX((D381-'Farm data entry'!$D$24)*'Farm data entry'!$D$23,0)*10*'Farm data entry'!$D$10","v":79.799994649599995},{"$f":"AND(C381>='Farm data entry'!$E$15,Hydrology!C381<='Farm data entry'!$E$16)","v":false},0,{"$f":"VLOOKUP($A381,ETo!$A$3:$N$10959,Hydrology!$D$1,FALSE)","v":4.0665112000000003E-2},{"$f":"(H381*'Farm data entry'!$D$25)","v":2.84655784E-2},{"$f":"kc(C381,Kc!$E$9:$H$9,Kc!$I$9:$K$9)","v":0},0,{"$f":"K381*10*'Farm data entry'!$E$22","v":0},{"$f":"(L381*'Farm data entry'!$D$14)","v":0},0,0,0,1000,0,0,0,1107.0319539692118,0,0,0,2028.8888109650634,0]
["1987-01-14",1987,14,{"$f":"VLOOKUP($A382,Rainfall!$D$3:$Q$10959,Hydrology!$D$1,FALSE)","v":0.49999999680000001},{"$f":"MAX((D382-'Farm data entry'!$D$24)*'Farm data entry'!$D$23,0)*10*'Farm data entry'!$D$10","v":0},{"$f":"AND(C382>='Farm data entry'!$E$15,Hydrology!C382<='Farm data entry'!$E$16)","v":false},0,{"$f":"VLOOKUP($A382,ETo!$A$3:$N$10959,Hydrology!$D$1,FALSE)","v":0.22779740000000001},{"$f":"(H382*'Farm data entry'!$D$25)","v":0.15945818},{"$f":"kc(C382,Kc!$E$9:$H$9,Kc!$I$9:$K$9)","v":0},0,{"$f":"K382*10*'Farm data entry'!$E$22","v":0},{"$f":"(L382*'Farm data entry'!$D$14)","v":0},0,0,0,1000,0,0,0,1107.0319539692118,0,0,0,2028.8888109650634,0]
["1987-01-15",1987,15,{"$f":"VLOOKUP($A383,Rainfall!$D$3:$Q$10959,Hydrology!$D$1,FALSE)","v":0},{"$f":"MAX((D383-'Farm data entry'!$D$24)*'Farm data entry'!$D$23,0)*10*'Farm data entry'!$D$10","v":0},{"$f":"AND(C383>='Farm data entry'!$E$15,Hydrology!C383<='Farm data entry'!$E$16)","v":false},0,{"$f":"VLOOKUP($A383,ETo!$A$3:$N$10959,Hydrology!$D$1,FALSE)","v":0.63401510000000005},{"$f":"(H383*'Farm data entry'!$D$25)","v":0.44381057000000002},{"$f":"kc(C383,Kc!$E$9:$H$9,Kc!$I$9:$K$9)","v":0},0,{"$f":"K383*10*'Farm data entry'!$E$22","v":0},{"$f":"(L383*'Farm data entry'!$D$14)","v":0},0,0,0,1000,0,0,0,1107.0319539692118,0,0,0,2028.8888109650634,0]
["1987-01-16",1987,16,{"$f":"VLOOKUP($A384,Rainfall!$D$3:$Q$10959,Hydrology!$D$1,FALSE)","v":0},{"$f":"MAX((D384-'Farm data entry'!$D$24)*'Farm data entry'!$D$23,0)*10*'Farm data entry'!$D$10","v":0},{"$f":"AND(C384>='Farm data entry'!$E$15,Hydrology!C384<='Farm data entry'!$E$16)","v":false},0,{"$f":"VLOOKUP($A384,ETo!$A$3:$N$10959,Hydrology!$D$1,FALSE)","v":0.40393669999999998},{"$f":"(H384*'Farm data entry'!$D$25)","v":0.28275568999999995},{"$f":"kc(C384,Kc!$E$9:$H$9,Kc!$I$9:$K$9)","v":0},0,{"$f":"K384*10*'Farm data entry'!$E$22","v":0},{"$f":"(L384*'Farm data entry'!$D$14)","v":0},0,0,0,1000,0,0,0,1107.0319539692118,0,0,0,2028.8888109650634,0]
["1987-01-17",1987,17,{"$f":"VLOOKUP($A385,Rainfall!$D$3:$Q$10959,Hydrology!$D$1,FALSE)","v":0},{"$f":"MAX((D385-'Farm data entry'!$D$24)*'Farm data entry'!$D$23,0)*10*'Farm data entry'!$D$10","v":0},{"$f":"AND(C385>='Farm data entry'!$E$15,Hydrology!C385<='Farm data entry'!$E$16)","v":false},0,{"$f":"VLOOKUP($A385,ETo!$A$3:$N$10959,Hydrology!$D$1,FALSE)","v":0},{"$f":"(H385*'Farm data entry'!$D$25)","v":0},{"$f":"kc(C385,Kc!$E$9:$H$9,Kc!$I$9:$K$9)","v":0},0,{"$f":"K385*10*'Farm data entry'!$E$22","v":0},{"$f":"(L385*'Farm data entry'!$D$14)","v":0},0,0,0,1000,0,0,0,1107.0319539692118,0,0,0,2028.8888109650634,0]
["1987-01-18",1987,18,{"$f":"VLOOKUP($A386,Rainfall!$D$3:$Q$10959,Hydrology!$D$1,FALSE)","v":9.9999999360000008E-2},{"$f":"MAX((D386-'Farm data entry'!$D$24)*'Farm data entry'!$D$23,0)*10*'Farm data entry'!$D$10","v":0},{"$f":"AND(C386>='Farm data entry'!$E$15,Hydrology!C386<='Farm data entry'!$E$16)","v":false},0,{"$f":"VLOOKUP($A386,ETo!$A$3:$N$10959,Hydrology!$D$1,FALSE)","v":5.7572199999999997E-2},{"$f":"(H386*'Farm data entry'!$D$25)","v":4.0300539999999996E-2},{"$f":"kc(C386,Kc!$E$9:$H$9,Kc!$I$9:$K$9)","v":0},0,{"$f":"K386*10*'Farm data entry'!$E$22","v":0},{"$f":"(L386*'Farm data entry'!$D$14)","v":0},0,0,0,1000,0,0,0,1107.0319539692118,0,0,0,2028.8888109650634,0]
["1987-01-19",1987,19,{"$f":"VLOOKUP($A387,Rainfall!$D$3:$Q$10959,Hydrology!$D$1,FALSE)","v":0},{"$f":"MAX((D387-'Farm data entry'!$D$24)*'Farm data entry'!$D$23,0)*10*'Farm data entry'!$D$10","v":0},{"$f":"AND(C387>='Farm data entry'!$E$15,Hydrology!C387<='Farm data entry'!$E$16)","v":false},0,{"$f":"VLOOKUP($A387,ETo!$A$3:$N$10959,Hydrology!$D$1,FALSE)","v":0},{"$f":"(H387*'Farm data entry'!$D$25)","v":0},{"$f":"kc(C387,Kc!$E$9:$H$9,Kc!$I$9:$K$9)","v":0},0,{"$f":"K387*10*'Farm data entry'!$E$22","v":0},{"$f":"(L387*'Farm data entry'!$D$14)","v":0},0,0,0,1000,0,0,0,1107.0319539692118,0,0,0,2028.8888109650634,0]
["1987-01-20",1987,{"$f":"A388-DATE(YEAR(A388)-1,12,31)","v":20},{"$f":"VLOOKUP($A388,Rainfall!$D$3:$Q$10959,Hydrology!$D$1,FALSE)","v":0},{"$f":"MAX((D388-'Farm data entry'!$D$24)*'Farm data entry'!$D$23,0)*10*'Farm data entry'!$D$10","v":0},{"$f":"AND(C388>='Farm data entry'!$E$15,Hydrology!C388<='Farm data entry'!$E$16)","v":false},{"$f":"E388*F388","v":0},{"$f":"VLOOKUP($A388,ETo!$A$3:$N$10959,Hydrology!$D$1,FALSE)","v":0},{"$f":"(H388*'Farm data entry'!$D$25)","v":0},{"$f":"kc(C388,Kc!$E$9:$H$9,Kc!$I$9:$K$9)","v":0},{"$f":"(J388*I388)","v":0},{"$f":"K388*10*'Farm data entry'!$E$22","v":0},{"$f":"(L388*'Farm data entry'!$D$14)","v":0},0,{"$f":"MIN($N388,Q387+$G388)","v":0},{"$f":"MAX(Q387+$G388-$N388-P$1,0)","v":0},{"$f":"MIN(Q387-O388+$G388,P$1)","v":1000},0,0,0,1107.0319539692118,0,0,0,2028.8888109650634,0]
["1987-01-21",{"$f":"YEAR(A389)","v":1987},21,{"$f":"VLOOKUP($A389,Rainfall!$D$3:$Q$10959,Hydrology!$D$1,FALSE)","v":0.19999999872000002},{"$f":"MAX((D389-'Farm data entry'!$D$24)*'Farm data entry'!$D$23,0)*10*'Farm data entry'!$D$10","v":0},{"$f":"AND(C389>='Farm data entry'!$E$15,Hydrology!C389<='Farm data entry'!$E$16)","v":false},0,{"$f":"VLOOKUP($A389,ETo!$A$3:$N$10959,Hydrology!$D$1,FALSE)","v":0},{"$f":"(H389*'Farm data entry'!$D$25)","v":0},{"$f":"kc(C389,Kc!$E$9:$H$9,Kc!$I$9:$K$9)","v":0},0,{"$f":"K389*10*'Farm data entry'!$E$22","v":0},{"$f":"(L389*'Farm data entry'!$D$14)","v":0},{"$f":"SUM(L389:M389)","v":0},0,0,1000,{"$f":"$N389-O389","v":0},{"$f":"MIN($N389,U388+$G389)","v":0},{"$f":"MAX(U388+$G389-$N389-T$1,0)","v":0},{"$f":"MIN(U388-S389+$G389,T$1)","v":1107.0319539692118},{"$f":"$N389-S389","v":0},{"$f":"MIN($N389,Y388+$G389)","v":0},{"$f":"MAX(Y388+$G389-$N389-X$1,0)","v":0},{"$f":"MIN(Y388-W389+$G389,X$1)","v":2028.8888109650634},{"$f":"$N389-W389","v":0}]
["1987-01-22",1987,22,{"$f":"VLOOKUP($A390,Rainfall!$D$3:$Q$10959,Hydrology!$D$1,FALSE)","v":0.49999999680000001},{"$f":"MAX((D390-'Farm data entry'!$D$24)*'Farm data entry'!$D$23,0)*10*'Farm data entry'!$D$10","v":0},{"$f":"AND(C390>='Farm data entry'!$E$15,Hydrology!C390<='Farm data entry'!$E$16)","v":false},0,{"$f":"VLOOKUP($A390,ETo!$A$3:$N$10959,Hydrology!$D$1,FALSE)","v":0},{"$f":"(H390*'Farm data entry'!$D$25)","v":0},{"$f":"kc(C390,Kc!$E$9:$H$9,Kc!$I$9:$K$9)","v":0},0,{"$f":"K390*10*'Farm data entry'!$E$22","v":0},{"$f":"(L390*'Farm data entry'!$D$14)","v":0},0,0,0,1000,0,0,0,1107.0319539692118,0,0,0,2028.8888109650634,0]
["1987-01-23",1987,23,{"$f":"VLOOKUP($A391,Rainfall!$D$3:$Q$10959,Hydrology!$D$1,FALSE)","v":9.9999999360000008E-2},{"$f":"MAX((D391-'Farm data entry'!$D$24)*'Farm data entry'!$D$23,0)*10*'Farm data entry'!$D$10","v":0},{"$f":"AND(C391>='Farm data entry'!$E$15,Hydrology!C391<='Farm data entry'!$E$16)","v":false},0,{"$f":"VLOOKUP($A391,ETo!$A$3:$N$10959,Hydrology!$D$1,FALSE)","v":1.0253772E-2},{"$f":"(H391*'Farm data entry'!$D$25)","v":7.1776403999999992E-3},{"$f":"kc(C391,Kc!$E$9:$H$9,Kc!$I$9:$K$9)","v":0},0,{"$f":"K391*10*'Farm data entry'!$E$22","v":0},{"$f":"(L391*'Farm data entry'!$D$14)","v":0},0,0,0,1000,0,0,0,1107.0319539692118,0,0,0,2028.8888109650634,0]
["1987-01-24",1987,24,{"$f":"VLOOKUP($A392,Rainfall!$D$3:$Q$10959,Hydrology!$D$1,FALSE)","v":9.9999999360000008E-2},{"$f":"MAX((D392-'Farm data entry'!$D$24)*'Farm data entry'!$D$23,0)*10*'Farm data entry'!$D$10","v":0},{"$f":"AND(C392>='Farm data entry'!$E$15,Hydrology!C392<='Farm data entry'!$E$16)","v":false},0,{"$f":"VLOOKUP($A392,ETo!$A$3:$N$10959,Hydrology!$D$1,FALSE)","v":4.8185672999999998E-2},{"$f":"(H392*'Farm data entry'!$D$25)","v":3.3729971099999999E-2},{"$f":"kc(C392,Kc!$E$9:$H$9,Kc!$I$9:$K$9)","v":0},0,{"$f":"K392*10*'Farm data entry'!$E$22","v":0},{"$f":"(L392*'Farm data entry'!$D$14)","v":0},0,0,0,1000,0,0,0,1107.0319539692118,0,0,0,2028.8888109650634,0]
["1987-01-25",1987,25,{"$f":"VLOOKUP($A393,Rainfall!$D$3:$Q$10959,Hydrology!$D$1,FALSE)","v":9.9999999360000008E-2},{"$f":"MAX((D393-'Farm data entry'!$D$24)*'Farm data entry'!$D$23,0)*10*'Farm data entry'!$D$10","v":0},{"$f":"AND(C393>='Farm data entry'!$E$15,Hydrology!C393<='Farm data entry'!$E$16)","v":false},0,{"$f":"VLOOKUP($A393,ETo!$A$3:$N$10959,Hydrology!$D$1,FALSE)","v":0},{"$f":"(H393*'Farm data entry'!$D$25)","v":0},{"$f":"kc(C393,Kc!$E$9:$H$9,Kc!$I$9:$K$9)","v":0},0,{"$f":"K393*10*'Farm data entry'!$E$22","v":0},{"$f":"(L393*'Farm data entry'!$D$14)","v":0},0,0,0,1000,0,0,0,1107.0319539692118,0,0,0,2028.8888109650634,0]
["1987-01-26",1987,26,{"$f":"VLOOKUP($A394,Rainfall!$D$3:$Q$10959,Hydrology!$D$1,FALSE)","v":0},{"$f":"MAX((D394-'Farm data entry'!$D$24)*'Farm data entry'!$D$23,0)*10*'Farm data entry'!$D$10","v":0},{"$f":"AND(C394>='Farm data entry'!$E$15,Hydrology!C394<='Farm data entry'!$E$16)","v":false},0,{"$f":"VLOOKUP($A394,ETo!$A$3:$N$10959,Hydrology!$D$1,FALSE)","v":3.7862420000000001E-2},{"$f":"(H394*'Farm data entry'!$D$25)","v":2.6503693999999998E-2},{"$f":"kc(C394,Kc!$E$9:$H$9,Kc!$I$9:$K$9)","v":0},0,{"$f":"K394*10*'Farm data entry'!$E$22","v":0},{"$f":"(L394*'Farm data entry'!$D$14)","v":0},0,0,0,1000,0,0,0,1107.0319539692118,0,0,0,2028.8888109650634,0]
["1987-01-27",1987,27,{"$f":"VLOOKUP($A395,Rainfall!$D$3:$Q$10959,Hydrology!$D$1,FALSE)","v":0},{"$f":"MAX((D395-'Farm data entry'!$D$24)*'Farm data entry'!$D$23,0)*10*'Farm data entry'!$D$10","v":0},{"$f":"AND(C395>='Farm data entry'!$E$15,Hydrology!C395<='Farm data entry'!$E$16)","v":false},0,{"$f":"VLOOKUP($A395,ETo!$A$3:$N$10959,Hydrology!$D$1,FALSE)","v":0},{"$f":"(H395*'Farm data entry'!$D$25)","v":0},{"$f":"kc(C395,Kc!$E$9:$H$9,Kc!$I$9:$K$9)","v":0},0,{"$f":"K395*10*'Farm data entry'!$E$22","v":0},{"$f":"(L395*'Farm data entry'!$D$14)","v":0},0,0,0,1000,0,0,0,1107.0319539692118,0,0,0,2028.8888109650634,0]
["1987-01-28",1987,28,{"$f":"VLOOKUP($A396,Rainfall!$D$3:$Q$10959,Hydrology!$D$1,FALSE)","v":0},{"$f":"MAX((D396-'Farm data entry'!$D$24)*'Farm data entry'!$D$23,0)*10*'Farm data entry'!$D$10","v":0},{"$f":"AND(C396>='Farm data entry'!$E$15,Hydrology!C396<='Farm data entry'!$E$16)","v":false},0,{"$f":"VLOOKUP($A396,ETo!$A$3:$N$10959,Hydrology!$D$1,FALSE)","v":0.19222908999999999},{"$f":"(H396*'Farm data entry'!$D$25)","v":0.13456036299999999},{"$f":"kc(C396,Kc!$E$9:$H$9,Kc!$I$9:$K$9)","v":0},0,{"$f":"K396*10*'Farm data entry'!$E$22","v":0},{"$f":"(L396*'Farm data entry'!$D$14)","v":0},0,0,0,1000,0,0,0,1107.0319539692118,0,0,0,2028.8888109650634,0]
["1987-01-29",1987,29,{"$f":"VLOOKUP($A397,Rainfall!$D$3:$Q$10959,Hydrology!$D$1,FALSE)","v":0},{"$f":"MAX((D397-'Farm data entry'!$D$24)*'Farm data entry'!$D$23,0)*10*'Farm data entry'!$D$10","v":0},{"$f":"AND(C397>='Farm data entry'!$E$15,Hydrology!C397<='Farm data entry'!$E$16)","v":false},0,{"$f":"VLOOKUP($A397,ETo!$A$3:$N$10959,Hydrology!$D$1,FALSE)","v":0.12233815000000001},{"$f":"(H397*'Farm data entry'!$D$25)","v":8.5636704999999994E-2},{"$f":"kc(C397,Kc!$E$9:$H$9,Kc!$I$9:$K$9)","v":0},0,{"$f":"K397*10*'Farm data entry'!$E$22","v":0},{"$f":"(L397*'Farm data entry'!$D$14)","v":0},0,0,0,1000,0,0,0,1107.0319539692118,0,0,0,2028.8888109650634,0]
["1987-01-30",1987,30,{"$f":"VLOOKUP($A398,Rainfall!$D$3:$Q$10959,Hydrology!$D$1,FALSE)","v":0},{"$f":"MAX((D398-'Farm data entry'!$D$24)*'Farm data entry'!$D$23,0)*10*'Farm data entry'!$D$10","v":0},{"$f":"AND(C398>='Farm data entry'!$E$15,Hydrology!C398<='Farm data entry'!$E$16)","v":false},0,{"$f":"VLOOKUP($A398,ETo!$A$3:$N$10959,Hydrology!$D$1,FALSE)","v":0.43144986000000002},{"$f":"(H398*'Farm data entry'!$D$25)","v":0.30201490199999997},{"$f":"kc(C398,Kc!$E$9:$H$9,Kc!$I$9:$K$9)","v":0},0,{"$f":"K398*10*'Farm data entry'!$E$22","v":0},{"$f":"(L398*'Farm data entry'!$D$14)","v":0},0,0,0,1000,0,0,0,1107.0319539692118,0,0,0,2028.8888109650634,0]
["1987-01-31",1987,31,{"$f":"VLOOKUP($A399,Rainfall!$D$3:$Q$10959,Hydrology!$D$1,FALSE)","v":0},{"$f":"MAX((D399-'Farm data entry'!$D$24)*'Farm data entry'!$D$23,0)*10*'Farm data entry'!$D$10","v":0},{"$f":"AND(C399>='Farm data entry'!$E$15,Hydrology!C399<='Farm data entry'!$E$16)","v":false},0,{"$f":"VLOOKUP($A399,ETo!$A$3:$N$10959,Hydrology!$D$1,FALSE)","v":3.4184015999999998E-2},{"$f":"(H399*'Farm data entry'!$D$25)","v":2.3928811199999997E-2},{"$f":"kc(C399,Kc!$E$9:$H$9,Kc!$I$9:$K$9)","v":0},0,{"$f":"K399*10*'Farm data entry'!$E$22","v":0},{"$f":"(L399*'Farm data entry'!$D$14)","v":0},0,0,0,1000,0,0,0,1107.0319539692118,0,0,0,2028.8888109650634,0]
["1987-02-01",1987,32,{"$f":"VLOOKUP($A400,Rainfall!$D$3:$Q$10959,Hydrology!$D$1,FALSE)","v":0},{"$f":"MAX((D400-'Farm data entry'!$D$24)*'Farm data entry'!$D$23,0)*10*'Farm data entry'!$D$10","v":0},{"$f":"AND(C400>='Farm data entry'!$E$15,Hydrology!C400<='Farm data entry'!$E$16)","v":false},0,{"$f":"VLOOKUP($A400,ETo!$A$3:$N$10959,Hydrology!$D$1,FALSE)","v":0.28053825999999998},{"$f":"(H400*'Farm data entry'!$D$25)","v":0.19637678199999997},{"$f":"kc(C400,Kc!$E$9:$H$9,Kc!$I$9:$K$9)","v":0},0,{"$f":"K400*10*'Farm data entry'!$E$22","v":0},{"$f":"(L400*'Farm data entry'!$D$14)","v":0},0,0,0,1000,0,0,0,1107.0319539692118,0,0,0,2028.8888109650634,0]
["1987-02-02",1987,33,{"$f":"VLOOKUP($A401,Rainfall!$D$3:$Q$10959,Hydrology!$D$1,FALSE)","v":0.19999999872000002},{"$f":"MAX((D401-'Farm data entry'!$D$24)*'Farm data entry'!$D$23,0)*10*'Farm data entry'!$D$10","v":0},{"$f":"AND(C401>='Farm data entry'!$E$15,Hydrology!C401<='Farm data entry'!$E$16)","v":false},0,{"$f":"VLOOKUP($A401,ETo!$A$3:$N$10959,Hydrology!$D$1,FALSE)","v":0},{"$f":"(H401*'Farm data entry'!$D$25)","v":0},{"$f":"kc(C401,Kc!$E$9:$H$9,Kc!$I$9:$K$9)","v":0},0,{"$f":"K401*10*'Farm data entry'!$E$22","v":0},{"$f":"(L401*'Farm data entry'!$D$14)","v":0},0,0,0,1000,0,0,0,1107.0319539692118,0,0,0,2028.8888109650634,0]
["1987-02-03",1987,34,{"$f":"VLOOKUP($A402,Rainfall!$D$3:$Q$10959,Hydrology!$D$1,FALSE)","v":0},{"$f":"MAX((D402-'Farm data entry'!$D$24)*'Farm data entry'!$D$23,0)*10*'Farm data entry'!$D$10","v":0},{"$f":"AND(C402>='Farm data entry'!$E$15,Hydrology!C402<='Farm data entry'!$E$16)","v":false},0,{"$f":"VLOOKUP($A402,ETo!$A$3:$N$10959,Hydrology!$D$1,FALSE)","v":0.13528514999999999},{"$f":"(H402*'Farm data entry'!$D$25)","v":9.4699604999999992E-2},{"$f":"kc(C402,Kc!$E$9:$H$9,Kc!$I$9:$K$9)","v":0},0,{"$f":"K402*10*'Farm data entry'!$E$22","v":0},{"$f":"(L402*'Farm data entry'!$D$14)","v":0},0,0,0,1000,0,0,0,1107.0319539692118,0,0,0,2028.8888109650634,0]
["1987-02-04",1987,35,{"$f":"VLOOKUP($A403,Rainfall!$D$3:$Q$10959,Hydrology!$D$1,FALSE)","v":0},{"$f":"MAX((D403-'Farm data entry'!$D$24)*'Farm data entry'!$D$23,0)*10*'Farm data entry'!$D$10","v":0},{"$f":"AND(C403>='Farm data entry'!$E$15,Hydrology!C403<='Farm data entry'!$E$16)","v":false},0,{"$f":"VLOOKUP($A403,ETo!$A$3:$N$10959,Hydrology!$D$1,FALSE)","v":0},{"$f":"(H403*'Farm data entry'!$D$25)","v":0},{"$f":"kc(C403,Kc!$E$9:$H$9,Kc!$I$9:$K$9)","v":0},0,{"$f":"K403*10*'Farm data entry'!$E$22","v":0},{"$f":"(L403*'Farm data entry'!$D$14)","v":0},0,0,0,1000,0,0,0,1107.0319539692118,0,0,0,2028.8888109650634,0]
["1987-02-05",1987,36,{"$f":"VLOOKUP($A404,Rainfall!$D$3:$Q$10959,Hydrology!$D$1,FALSE)","v":9.9999999360000008E-2},{"$f":"MAX((D404-'Farm data entry'!$D$24)*'Farm data entry'!$D$23,0)*10*'Farm data entry'!$D$10","v":0},{"$f":"AND(C404>='Farm data entry'!$E$15,Hydrology!C404<='Farm data entry'!$E$16)","v":false},0,{"$f":"VLOOKUP($A404,ETo!$A$3:$N$10959,Hydrology!$D$1,FALSE)","v":0.55620365999999999},{"$f":"(H404*'Farm data entry'!$D$25)","v":0.38934256199999995},{"$f":"kc(C404,Kc!$E$9:$H$9,Kc!$I$9:$K$9)","v":0},0,{"$f":"K404*10*'Farm data entry'!$E$22","v":0},{"$f":"(L404*'Farm data entry'!$D$14)","v":0},0,0,0,1000,0,0,0,1107.0319539692118,0,0,0,2028.8888109650634,0]
["1987-02-06",1987,37,{"$f":"VLOOKUP($A405,Rainfall!$D$3:$Q$10959,Hydrology!$D$1,FALSE)","v":3.8999999232000002},{"$f":"MAX((D405-'Farm data entry'!$D$24)*'Farm data entry'!$D$23,0)*10*'Farm data entry'!$D$10","v":36.099998540800001},{"$f":"AND(C405>='Farm data entry'!$E$15,Hydrology!C405<='Farm data entry'!$E$16)","v":false},0,{"$f":"VLOOKUP($A405,ETo!$A$3:$N$10959,Hydrology!$D$1,FALSE)","v":0},{"$f":"(H405*'Farm data entry'!$D$25)","v":0},{"$f":"kc(C405,Kc!$E$9:$H$9,Kc!$I$9:$K$9)","v":0},0,{"$f":"K405*10*'Farm data entry'!$E$22","v":0},{"$f":"(L405*'Farm data entry'!$D$14)","v":0},0,0,0,1000,0,0,0,1107.0319539692118,0,0,0,2028.8888109650634,0]
["1987-02-07",1987,38,{"$f":"VLOOKUP($A406,Rainfall!$D$3:$Q$10959,Hydrology!$D$1,FALSE)","v":9.9999999360000008E-2},{"$f":"MAX((D406-'Farm data entry'!$D$24)*'Farm data entry'!$D$23,0)*10*'Farm data entry'!$D$10","v":0},{"$f":"AND(C406>='Farm data entry'!$E$15,Hydrology!C406<='Farm data entry'!$E$16)","v":false},0,{"$f":"VLOOKUP($A406,ETo!$A$3:$N$10959,Hydrology!$D$1,FALSE)","v":0.45161635},{"$f":"(H406*'Farm data entry'!$D$25)","v":0.31613144499999996},{"$f":"kc(C406,Kc!$E$9:$H$9,Kc!$I$9:$K$9)","v":0},0,{"$f":"K406*10*'Farm data entry'!$E$22","v":0},{"$f":"(L406*'Farm data entry'!$D$14)","v":0},0,0,0,1000,0,0,0,1107.0319539692118,0,0,0,2028.8888109650634,0]
["1987-02-08",1987,39,{"$f":"VLOOKUP($A407,Rainfall!$D$3:$Q$10959,Hydrology!$D$1,FALSE)","v":0.99999999360000003},{"$f":"MAX((D407-'Farm data entry'!$D$24)*'Farm data entry'!$D$23,0)*10*'Farm data entry'!$D$10","v":0},{"$f":"AND(C407>='Farm data entry'!$E$15,Hydrology!C407<='Farm data entry'!$E$16)","v":false},0,{"$f":"VLOOKUP($A407,ETo!$A$3:$N$10959,Hydrology!$D$1,FALSE)","v":0},{"$f":"(H407*'Farm data entry'!$D$25)","v":0},{"$f":"kc(C407,Kc!$E$9:$H$9,Kc!$I$9:$K$9)","v":0},0,{"$f":"K407*10*'Farm data entry'!$E$22","v":0},{"$f":"(L407*'Farm data entry'!$D$14)","v":0},0,0,0,1000,0,0,0,1107.0319539692118,0,0,0,2028.8888109650634,0]
["1987-02-09",1987,40,{"$f":"VLOOKUP($A408,Rainfall!$D$3:$Q$10959,Hydrology!$D$1,FALSE)","v":0.99999999360000003},{"$f":"MAX((D408-'Farm data entry'!$D$24)*'Farm data entry'!$D$23,0)*10*'Farm data entry'!$D$10","v":0},{"$f":"AND(C408>='Farm data entry'!$E$15,Hydrology!C408<='Farm data entry'!$E$16)","v":false},0,{"$f":"VLOOKUP($A408,ETo!$A$3:$N$10959,Hydrology!$D$1,FALSE)","v":4.3299002999999999E-3},{"$f":"(H408*'Farm data entry'!$D$25)","v":3.0309302099999999E-3},{"$f":"kc(C408,Kc!$E$9:$H$9,Kc!$I$9:$K$9)","v":0},0,{"$f":"K408*10*'Farm data entry'!$E$22","v":0},{"$f":"(L408*'Farm data entry'!$D$14)","v":0},0,0,0,1000,0,0,0,1107.0319539692118,0,0,0,2028.8888109650634,0]
["1987-02-10",1987,41,{"$f":"VLOOKUP($A409,Rainfall!$D$3:$Q$10959,Hydrology!$D$1,FALSE)","v":9.9999999360000008E-2},{"$f":"MAX((D409-'Farm data entry'!$D$24)*'Farm data entry'!$D$23,0)*10*'Farm data entry'!$D$10","v":0},{"$f":"AND(C409>='Farm data entry'!$E$15,Hydrology!C409<='Farm data entry'!$E$16)","v":false},0,{"$f":"VLOOKUP($A409,ETo!$A$3:$N$10959,Hydrology!$D$1,FALSE)","v":1.299301},{"$f":"(H409*'Farm data entry'!$D$25)","v":0.90951070000000001},{"$f":"kc(C409,Kc!$E$9:$H$9,Kc!$I$9:$K$9)","v":0},0,{"$f":"K409*10*'Farm data entry'!$E$22","v":0},{"$f":"(L409*'Farm data entry'!$D$14)","v":0},0,0,0,1000,0,0,0,1107.0319539692118,0,0,0,2028.8888109650634,0]
["1987-02-11",1987,42,{"$f":"VLOOKUP($A410,Rainfall!$D$3:$Q$10959,Hydrology!$D$1,FALSE)","v":1.3000000176000002},{"$f":"MAX((D410-'Farm data entry'!$D$24)*'Farm data entry'!$D$23,0)*10*'Farm data entry'!$D$10","v":0},{"$f":"AND(C410>='Farm data entry'!$E$15,Hydrology!C410<='Farm data entry'!$E$16)","v":false},0,{"$f":"VLOOKUP($A410,ETo!$A$3:$N$10959,Hydrology!$D$1,FALSE)","v":0.20960106000000001},{"$f":"(H410*'Farm data entry'!$D$25)","v":0.14672074199999999},{"$f":"kc(C410,Kc!$E$9:$H$9,Kc!$I$9:$K$9)","v":0},0,{"$f":"K410*10*'Farm data entry'!$E$22","v":0},{"$f":"(L410*'Farm data entry'!$D$14)","v":0},0,0,0,1000,0,0,0,1107.0319539692118,0,0,0,2028.8888109650634,0]
["1987-02-12",1987,43,{"$f":"VLOOKUP($A411,Rainfall!$D$3:$Q$10959,Hydrology!$D$1,FALSE)","v":0.30000000671999999},{"$f":"MAX((D411-'Farm data entry'!$D$24)*'Farm data entry'!$D$23,0)*10*'Farm data entry'!$D$10","v":0},{"$f":"AND(C411>='Farm data entry'!$E$15,Hydrology!C411<='Farm data entry'!$E$16)","v":false},0,{"$f":"VLOOKUP($A411,ETo!$A$3:$N$10959,Hydrology!$D$1,FALSE)","v":0.180172},{"$f":"(H411*'Farm data entry'!$D$25)","v":0.12612039999999999},{"$f":"kc(C411,Kc!$E$9:$H$9,Kc!$I$9:$K$9)","v":0},0,{"$f":"K411*10*'Farm data entry'!$E$22","v":0},{"$f":"(L411*'Farm data entry'!$D$14)","v":0},0,0,0,1000,0,0,0,1107.0319539692118,0,0,0,2028.8888109650634,0]
["1987-02-13",1987,44,{"$f":"VLOOKUP($A412,Rainfall!$D$3:$Q$10959,Hydrology!$D$1,FALSE)","v":12.100000319999999},{"$f":"MAX((D412-'Farm data entry'!$D$24)*'Farm data entry'!$D$23,0)*10*'Farm data entry'!$D$10","v":191.90000607999997},{"$f":"AND(C412>='Farm data entry'!$E$15,Hydrology!C412<='Farm data entry'!$E$16)","v":false},0,{"$f":"VLOOKUP($A412,ETo!$A$3:$N$10959,Hydrology!$D$1,FALSE)","v":0.38545516000000002},{"$f":"(H412*'Farm data entry'!$D$25)","v":0.26981861200000001},{"$f":"kc(C412,Kc!$E$9:$H$9,Kc!$I$9:$K$9)","v":0},0,{"$f":"K412*10*'Farm data entry'!$E$22","v":0},{"$f":"(L412*'Farm data entry'!$D$14)","v":0},0,0,0,1000,0,0,0,1107.0319539692118,0,0,0,2028.8888109650634,0]
["1987-02-14",1987,45,{"$f":"VLOOKUP($A413,Rainfall!$D$3:$Q$10959,Hydrology!$D$1,FALSE)","v":0.90000002879999996},{"$f":"MAX((D413-'Farm data entry'!$D$24)*'Farm data entry'!$D$23,0)*10*'Farm data entry'!$D$10","v":0},{"$f":"AND(C413>='Farm data entry'!$E$15,Hydrology!C413<='Farm data entry'!$E$16)","v":false},0,{"$f":"VLOOKUP($A413,ETo!$A$3:$N$10959,Hydrology!$D$1,FALSE)","v":0},{"$f":"(H413*'Farm data entry'!$D$25)","v":0},{"$f":"kc(C413,Kc!$E$9:$H$9,Kc!$I$9:$K$9)","v":0},0,{"$f":"K413*10*'Farm data entry'!$E$22","v":0},{"$f":"(L413*'Farm data entry'!$D$14)","v":0},0,0,0,1000,0,0,0,1107.0319539692118,0,0,0,2028.8888109650634,0]
["1987-02-15",1987,46,{"$f":"VLOOKUP($A414,Rainfall!$D$3:$Q$10959,Hydrology!$D$1,FALSE)","v":0},{"$f":"MAX((D414-'Farm data entry'!$D$24)*'Farm data entry'!$D$23,0)*10*'Farm data entry'!$D$10","v":0},{"$f":"AND(C414>='Farm data entry'!$E$15,Hydrology!C414<='Farm data entry'!$E$16)","v":false},0,{"$f":"VLOOKUP($A414,ETo!$A$3:$N$10959,Hydrology!$D$1,FALSE)","v":0.4878477},{"$f":"(H414*'Farm data entry'!$D$25)","v":0.34149338999999995},{"$f":"kc(C414,Kc!$E$9:$H$9,Kc!$I$9:$K$9)","v":0},0,{"$f":"K414*10*'Farm data entry'!$E$22","v":0},{"$f":"(L414*'Farm data entry'!$D$14)","v":0},0,0,0,1000,0,0,0,1107.0319539692118,0,0,0,2028.8888109650634,0]
["1987-02-16",1987,47,{"$f":"VLOOKUP($A415,Rainfall!$D$3:$Q$10959,Hydrology!$D$1,FALSE)","v":0},{"$f":"MAX((D415-'Farm data entry'!$D$24)*'Farm data entry'!$D$23,0)*10*'Farm data entry'!$D$10","v":0},{"$f":"AND(C415>='Farm data entry'!$E$15,Hydrology!C415<='Farm data entry'!$E$16)","v":false},0,{"$f":"VLOOKUP($A415,ETo!$A$3:$N$10959,Hydrology!$D$1,FALSE)","v":0.38361430000000002},{"$f":"(H415*'Farm data entry'!$D$25)","v":0.26853000999999999},{"$f":"kc(C415,Kc!$E$9:$H$9,Kc!$I$9:$K$9)","v":0},0,{"$f":"K415*10*'Farm data entry'!$E$22","v":0},{"$f":"(L415*'Farm data entry'!$D$14)","v":0},0,0,0,1000,0,0,0,1107.0319539692118,0,0,0,2028.8888109650634,0]
["1987-02-17",1987,48,{"$f":"VLOOKUP($A416,Rainfall!$D$3:$Q$10959,Hydrology!$D$1,FALSE)","v":0.19999999872000002},{"$f":"MAX((D416-'Farm data entry'!$D$24)*'Farm data entry'!$D$23,0)*10*'Farm data entry'!$D$10","v":0},{"$f":"AND(C416>='Farm data entry'!$E$15,Hydrology!C416<='Farm data entry'!$E$16)","v":false},0,{"$f":"VLOOKUP($A416,ETo!$A$3:$N$10959,Hydrology!$D$1,FALSE)","v":0.44958653999999998},{"$f":"(H416*'Farm data entry'!$D$25)","v":0.31471057799999996},{"$f":"kc(C416,Kc!$E$9:$H$9,Kc!$I$9:$K$9)","v":0},0,{"$f":"K416*10*'Farm data entry'!$E$22","v":0},{"$f":"(L416*'Farm data entry'!$D$14)","v":0},0,0,0,1000,0,0,0,1107.0319539692118,0,0,0,2028.8888109650634,0]
["1987-02-18",1987,49,{"$f":"VLOOKUP($A417,Rainfall!$D$3:$Q$10959,Hydrology!$D$1,FALSE)","v":0},{"$f":"MAX((D417-'Farm data entry'!$D$24)*'Farm data entry'!$D$23,0)*10*'Farm data entry'!$D$10","v":0},{"$f":"AND(C417>='Farm data entry'!$E$15,Hydrology!C417<='Farm data entry'!$E$16)","v":false},0,{"$f":"VLOOKUP($A417,ETo!$A$3:$N$10959,Hydrology!$D$1,FALSE)","v":0.53493860000000004},{"$f":"(H417*'Farm data entry'!$D$25)","v":0.37445702000000003},{"$f":"kc(C417,Kc!$E$9:$H$9,Kc!$I$9:$K$9)","v":0},0,{"$f":"K417*10*'Farm data entry'!$E$22","v":0},{"$f":"(L417*'Farm data entry'!$D$14)","v":0},0,0,0,1000,0,0,0,1107.0319539692118,0,0,0,2028.8888109650634,0]
["1987-02-19",1987,50,{"$f":"VLOOKUP($A418,Rainfall!$D$3:$Q$10959,Hydrology!$D$1,FALSE)","v":0.30000000671999999},{"$f":"MAX((D418-'Farm data entry'!$D$24)*'Farm data entry'!$D$23,0)*10*'Farm data entry'!$D$10","v":0},{"$f":"AND(C418>='Farm data entry'!$E$15,Hydrology!C418<='Farm data entry'!$E$16)","v":false},0,{"$f":"VLOOKUP($A418,ETo!$A$3:$N$10959,Hydrology!$D$1,FALSE)","v":0.39564500000000002},{"$f":"(H418*'Farm data entry'!$D$25)","v":0.27695150000000002},{"$f":"kc(C418,Kc!$E$9:$H$9,Kc!$I$9:$K$9)","v":0},0,{"$f":"K418*10*'Farm data entry'!$E$22","v":0},{"$f":"(L418*'Farm data entry'!$D$14)","v":0},0,0,0,1000,0,0,0,1107.0319539692118,0,0,0,2028.8888109650634,0]
["1987-02-20",1987,51,{"$f":"VLOOKUP($A419,Rainfall!$D$3:$Q$10959,Hydrology!$D$1,FALSE)","v":0},{"$f":"MAX((D419-'Farm data entry'!$D$24)*'Farm data entry'!$D$23,0)*10*'Farm data entry'!$D$10","v":0},{"$f":"AND(C419>='Farm data entry'!$E$15,Hydrology!C419<='Farm data entry'!$E$16)","v":false},0,{"$f":"VLOOKUP($A419,ETo!$A$3:$N$10959,Hydrology!$D$1,FALSE)","v":0.75193080000000001},{"$f":"(H419*'Farm data entry'!$D$25)","v":0.52635155999999994},{"$f":"kc(C419,Kc!$E$9:$H$9,Kc!$I$9:$K$9)","v":0},0,{"$f":"K419*10*'Farm data entry'!$E$22","v":0},{"$f":"(L419*'Farm data entry'!$D$14)","v":0},0,0,0,1000,0,0,0,1107.0319539692118,0,0,0,2028.8888109650634,0]
["1987-02-21",1987,52,{"$f":"VLOOKUP($A420,Rainfall!$D$3:$Q$10959,Hydrology!$D$1,FALSE)","v":0.39999998880000004},{"$f":"MAX((D420-'Farm data entry'!$D$24)*'Farm data entry'!$D$23,0)*10*'Farm data entry'!$D$10","v":0},{"$f":"AND(C420>='Farm data entry'!$E$15,Hydrology!C420<='Farm data entry'!$E$16)","v":false},0,{"$f":"VLOOKUP($A420,ETo!$A$3:$N$10959,Hydrology!$D$1,FALSE)","v":0.85088399999999997},{"$f":"(H420*'Farm data entry'!$D$25)","v":0.59561879999999989},{"$f":"kc(C420,Kc!$E$9:$H$9,Kc!$I$9:$K$9)","v":0},0,{"$f":"K420*10*'Farm data entry'!$E$22","v":0},{"$f":"(L420*'Farm data entry'!$D$14)","v":0},0,0,0,1000,0,0,0,1107.0319539692118,0,0,0,2028.8888109650634,0]
["1987-02-22",1987,53,{"$f":"VLOOKUP($A421,Rainfall!$D$3:$Q$10959,Hydrology!$D$1,FALSE)","v":0},{"$f":"MAX((D421-'Farm data entry'!$D$24)*'Farm data entry'!$D$23,0)*10*'Farm data entry'!$D$10","v":0},{"$f":"AND(C421>='Farm data entry'!$E$15,Hydrology!C421<='Farm data entry'!$E$16)","v":false},0,{"$f":"VLOOKUP($A421,ETo!$A$3:$N$10959,Hydrology!$D$1,FALSE)","v":0.42015930000000001},{"$f":"(H421*'Farm data entry'!$D$25)","v":0.29411150999999996},{"$f":"kc(C421,Kc!$E$9:$H$9,Kc!$I$9:$K$9)","v":0},0,{"$f":"K421*10*'Farm data entry'!$E$22","v":0},{"$f":"(L421*'Farm data entry'!$D$14)","v":0},0,0,0,1000,0,0,0,1107.0319539692118,0,0,0,2028.8888109650634,0]
["1987-02-23",1987,54,{"$f":"VLOOKUP($A422,Rainfall!$D$3:$Q$10959,Hydrology!$D$1,FALSE)","v":0},{"$f":"MAX((D422-'Farm data entry'!$D$24)*'Farm data entry'!$D$23,0)*10*'Farm data entry'!$D$10","v":0},{"$f":"AND(C422>='Farm data entry'!$E$15,Hydrology!C422<='Farm data entry'!$E$16)","v":false},0,{"$f":"VLOOKUP($A422,ETo!$A$3:$N$10959,Hydrology!$D$1,FALSE)","v":0.4037192},{"$f":"(H422*'Farm data entry'!$D$25)","v":0.28260343999999998},{"$f":"kc(C422,Kc!$E$9:$H$9,Kc!$I$9:$K$9)","v":0},0,{"$f":"K422*10*'Farm data entry'!$E$22","v":0},{"$f":"(L422*'Farm data entry'!$D$14)","v":0},0,0,0,1000,0,0,0,1107.0319539692118,0,0,0,2028.8888109650634,0]
["1987-02-24",1987,55,{"$f":"VLOOKUP($A423,Rainfall!$D$3:$Q$10959,Hydrology!$D$1,FALSE)","v":0},{"$f":"MAX((D423-'Farm data entry'!$D$24)*'Farm data entry'!$D$23,0)*10*'Farm data entry'!$D$10","v":0},{"$f":"AND(C423>='Farm data entry'!$E$15,Hydrology!C423<='Farm data entry'!$E$16)","v":false},0,{"$f":"VLOOKUP($A423,ETo!$A$3:$N$10959,Hydrology!$D$1,FALSE)","v":0.53865063000000002},{"$f":"(H423*'Farm data entry'!$D$25)","v":0.37705544099999999},{"$f":"kc(C423,Kc!$E$9:$H$9,Kc!$I$9:$K$9)","v":0},0,{"$f":"K423*10*'Farm data entry'!$E$22","v":0},{"$f":"(L423*'Farm data entry'!$D$14)","v":0},0,0,0,1000,0,0,0,1107.0319539692118,0,0,0,2028.8888109650634,0]
["1987-02-25",1987,56,{"$f":"VLOOKUP($A424,Rainfall!$D$3:$Q$10959,Hydrology!$D$1,FALSE)","v":0},{"$f":"MAX((D424-'Farm data entry'!$D$24)*'Farm data entry'!$D$23,0)*10*'Farm data entry'!$D$10","v":0},{"$f":"AND(C424>='Farm data entry'!$E$15,Hydrology!C424<='Farm data entry'!$E$16)","v":false},0,{"$f":"VLOOKUP($A424,ETo!$A$3:$N$10959,Hydrology!$D$1,FALSE)","v":0.55982220000000005},{"$f":"(H424*'Farm data entry'!$D$25)","v":0.39187554000000002},{"$f":"kc(C424,Kc!$E$9:$H$9,Kc!$I$9:$K$9)","v":0},0,{"$f":"K424*10*'Farm data entry'!$E$22","v":0},{"$f":"(L424*'Farm data entry'!$D$14)","v":0},0,0,0,1000,0,0,0,1107.0319539692118,0,0,0,2028.8888109650634,0]
["1987-02-26",1987,57,{"$f":"VLOOKUP($A425,Rainfall!$D$3:$Q$10959,Hydrology!$D$1,FALSE)","v":6.6000000959999996},{"$f":"MAX((D425-'Farm data entry'!$D$24)*'Farm data entry'!$D$23,0)*10*'Farm data entry'!$D$10","v":87.400001823999986},{"$f":"AND(C425>='Farm data entry'!$E$15,Hydrology!C425<='Farm data entry'!$E$16)","v":false},0,{"$f":"VLOOKUP($A425,ETo!$A$3:$N$10959,Hydrology!$D$1,FALSE)","v":0.72899939999999996},{"$f":"(H425*'Farm data entry'!$D$25)","v":0.51029957999999997},{"$f":"kc(C425,Kc!$E$9:$H$9,Kc!$I$9:$K$9)","v":0},0,{"$f":"K425*10*'Farm data entry'!$E$22","v":0},{"$f":"(L425*'Farm data entry'!$D$14)","v":0},0,0,0,1000,0,0,0,1107.0319539692118,0,0,0,2028.8888109650634,0]
["1987-02-27",1987,58,{"$f":"VLOOKUP($A426,Rainfall!$D$3:$Q$10959,Hydrology!$D$1,FALSE)","v":1.3999999392},{"$f":"MAX((D426-'Farm data entry'!$D$24)*'Farm data entry'!$D$23,0)*10*'Farm data entry'!$D$10","v":0},{"$f":"AND(C426>='Farm data entry'!$E$15,Hydrology!C426<='Farm data entry'!$E$16)","v":false},0,{"$f":"VLOOKUP($A426,ETo!$A$3:$N$10959,Hydrology!$D$1,FALSE)","v":0},{"$f":"(H426*'Farm data entry'!$D$25)","v":0},{"$f":"kc(C426,Kc!$E$9:$H$9,Kc!$I$9:$K$9)","v":0},0,{"$f":"K426*10*'Farm data entry'!$E$22","v":0},{"$f":"(L426*'Farm data entry'!$D$14)","v":0},0,0,0,1000,0,0,0,1107.0319539692118,0,0,0,2028.8888109650634,0]
["1987-02-28",1987,59,{"$f":"VLOOKUP($A427,Rainfall!$D$3:$Q$10959,Hydrology!$D$1,FALSE)","v":2.7999998784},{"$f":"MAX((D427-'Farm data entry'!$D$24)*'Farm data entry'!$D$23,0)*10*'Farm data entry'!$D$10","v":15.199997689599998},{"$f":"AND(C427>='Farm data entry'!$E$15,Hydrology!C427<='Farm data entry'!$E$16)","v":false},0,{"$f":"VLOOKUP($A427,ETo!$A$3:$N$10959,Hydrology!$D$1,FALSE)","v":0.61825529999999995},{"$f":"(H427*'Farm data entry'!$D$25)","v":0.43277870999999996},{"$f":"kc(C427,Kc!$E$9:$H$9,Kc!$I$9:$K$9)","v":0},0,{"$f":"K427*10*'Farm data entry'!$E$22","v":0},{"$f":"(L427*'Farm data entry'!$D$14)","v":0},0,0,0,1000,0,0,0,1107.0319539692118,0,0,0,2028.8888109650634,0]
["1987-03-01",1987,60,{"$f":"VLOOKUP($A428,Rainfall!$D$3:$Q$10959,Hydrology!$D$1,FALSE)","v":5.2000000704000007},{"$f":"MAX((D428-'Farm data entry'!$D$24)*'Farm data entry'!$D$23,0)*10*'Farm data entry'!$D$10","v":60.800001337600015},{"$f":"AND(C428>='Farm data entry'!$E$15,Hydrology!C428<='Farm data entry'!$E$16)","v":false},0,{"$f":"VLOOKUP($A428,ETo!$A$3:$N$10959,Hydrology!$D$1,FALSE)","v":0.11144738999999999},{"$f":"(H428*'Farm data entry'!$D$25)","v":7.8013172999999991E-2},{"$f":"kc(C428,Kc!$E$9:$H$9,Kc!$I$9:$K$9)","v":0},0,{"$f":"K428*10*'Farm data entry'!$E$22","v":0},{"$f":"(L428*'Farm data entry'!$D$14)","v":0},0,0,0,1000,0,0,0,1107.0319539692118,0,0,0,2028.8888109650634,0]
["1987-03-02",1987,61,{"$f":"VLOOKUP($A429,Rainfall!$D$3:$Q$10959,Hydrology!$D$1,FALSE)","v":9.9999999360000008E-2},{"$f":"MAX((D429-'Farm data entry'!$D$24)*'Farm data entry'!$D$23,0)*10*'Farm data entry'!$D$10","v":0},{"$f":"AND(C429>='Farm data entry'!$E$15,Hydrology!C429<='Farm data entry'!$E$16)","v":true},0,{"$f":"VLOOKUP($A429,ETo!$A$3:$N$10959,Hydrology!$D$1,FALSE)","v":1.4262258000000001},{"$f":"(H429*'Farm data entry'!$D$25)","v":0.99835806000000005},{"$f":"kc(C429,Kc!$E$9:$H$9,Kc!$I$9:$K$9)","v":0},0,{"$f":"K429*10*'Farm data entry'!$E$22","v":0},{"$f":"(L429*'Farm data entry'!$D$14)","v":0},0,0,0,1000,0,0,0,1107.0319539692118,0,0,0,2028.8888109650634,0]
["1987-03-03",1987,62,{"$f":"VLOOKUP($A430,Rainfall!$D$3:$Q$10959,Hydrology!$D$1,FALSE)","v":0.30000000671999999},{"$f":"MAX((D430-'Farm data entry'!$D$24)*'Farm data entry'!$D$23,0)*10*'Farm data entry'!$D$10","v":0},{"$f":"AND(C430>='Farm data entry'!$E$15,Hydrology!C430<='Farm data entry'!$E$16)","v":true},0,{"$f":"VLOOKUP($A430,ETo!$A$3:$N$10959,Hydrology!$D$1,FALSE)","v":1.2243754},{"$f":"(H430*'Farm data entry'!$D$25)","v":0.85706277999999991},{"$f":"kc(C430,Kc!$E$9:$H$9,Kc!$I$9:$K$9)","v":0},0,{"$f":"K430*10*'Farm data entry'!$E$22","v":0},{"$f":"(L430*'Farm data entry'!$D$14)","v":0},0,0,0,1000,0,0,0,1107.0319539692118,0,0,0,2028.8888109650634,0]
["1987-03-04",1987,63,{"$f":"VLOOKUP($A431,Rainfall!$D$3:$Q$10959,Hydrology!$D$1,FALSE)","v":0.39999998880000004},{"$f":"MAX((D431-'Farm data entry'!$D$24)*'Farm data entry'!$D$23,0)*10*'Farm data entry'!$D$10","v":0},{"$f":"AND(C431>='Farm data entry'!$E$15,Hydrology!C431<='Farm data entry'!$E$16)","v":true},0,{"$f":"VLOOKUP($A431,ETo!$A$3:$N$10959,Hydrology!$D$1,FALSE)","v":0.12432923999999999},{"$f":"(H431*'Farm data entry'!$D$25)","v":8.7030467999999986E-2},{"$f":"kc(C431,Kc!$E$9:$H$9,Kc!$I$9:$K$9)","v":0},0,{"$f":"K431*10*'Farm data entry'!$E$22","v":0},{"$f":"(L431*'Farm data entry'!$D$14)","v":0},0,0,0,1000,0,0,0,1107.0319539692118,0,0,0,2028.8888109650634,0]
["1987-03-05",1987,64,{"$f":"VLOOKUP($A432,Rainfall!$D$3:$Q$10959,Hydrology!$D$1,FALSE)","v":2.6000000352000003},{"$f":"MAX((D432-'Farm data entry'!$D$24)*'Farm data entry'!$D$23,0)*10*'Farm data entry'!$D$10","v":11.400000668800006},{"$f":"AND(C432>='Farm data entry'!$E$15,Hydrology!C432<='Farm data entry'!$E$16)","v":true},11.400000668800006,{"$f":"VLOOKUP($A432,ETo!$A$3:$N$10959,Hydrology!$D$1,FALSE)","v":0.42907820000000002},{"$f":"(H432*'Farm data entry'!$D$25)","v":0.30035474000000001},{"$f":"kc(C432,Kc!$E$9:$H$9,Kc!$I$9:$K$9)","v":0},0,{"$f":"K432*10*'Farm data entry'!$E$22","v":0},{"$f":"(L432*'Farm data entry'!$D$14)","v":0},0,0,11.400000668799976,1000,0,0,0,1118.4319546380118,0,0,0,2040.2888116338634,0]
["1987-03-06",1987,65,{"$f":"VLOOKUP($A433,Rainfall!$D$3:$Q$10959,Hydrology!$D$1,FALSE)","v":0},{"$f":"MAX((D433-'Farm data entry'!$D$24)*'Farm data entry'!$D$23,0)*10*'Farm data entry'!$D$10","v":0},{"$f":"AND(C433>='Farm data entry'!$E$15,Hydrology!C433<='Farm data entry'!$E$16)","v":true},0,{"$f":"VLOOKUP($A433,ETo!$A$3:$N$10959,Hydrology!$D$1,FALSE)","v":0.57873017000000004},{"$f":"(H433*'Farm data entry'!$D$25)","v":0.40511111900000002},{"$f":"kc(C433,Kc!$E$9:$H$9,Kc!$I$9:$K$9)","v":0},0,{"$f":"K433*10*'Farm data entry'!$E$22","v":0},{"$f":"(L433*'Farm data entry'!$D$14)","v":0},0,0,0,1000,0,0,0,1118.4319546380118,0,0,0,2040.2888116338634,0]
["1987-03-07",1987,66,{"$f":"VLOOKUP($A434,Rainfall!$D$3:$Q$10959,Hydrology!$D$1,FALSE)","v":4.100000112},{"$f":"MAX((D434-'Farm data entry'!$D$24)*'Farm data entry'!$D$23,0)*10*'Farm data entry'!$D$10","v":39.900002127999997},{"$f":"AND(C434>='Farm data entry'!$E$15,Hydrology!C434<='Farm data entry'!$E$16)","v":true},39.900002127999997,{"$f":"VLOOKUP($A434,ETo!$A$3:$N$10959,Hydrology!$D$1,FALSE)","v":1.1044278999999999},{"$f":"(H434*'Farm data entry'!$D$25)","v":0.77309952999999987},{"$f":"kc(C434,Kc!$E$9:$H$9,Kc!$I$9:$K$9)","v":0},0,{"$f":"K434*10*'Farm data entry'!$E$22","v":0},{"$f":"(L434*'Farm data entry'!$D$14)","v":0},0,0,39.900002128000096,1000,0,0,0,1158.3319567660119,0,0,0,2080.1888137618635,0]
["1987-03-08",1987,67,{"$f":"VLOOKUP($A435,Rainfall!$D$3:$Q$10959,Hydrology!$D$1,FALSE)","v":9.9999999360000008E-2},{"$f":"MAX((D435-'Farm data entry'!$D$24)*'Farm data entry'!$D$23,0)*10*'Farm data entry'!$D$10","v":0},{"$f":"AND(C435>='Farm data entry'!$E$15,Hydrology!C435<='Farm data entry'!$E$16)","v":true},0,{"$f":"VLOOKUP($A435,ETo!$A$3:$N$10959,Hydrology!$D$1,FALSE)","v":0.59594860000000005},{"$f":"(H435*'Farm data entry'!$D$25)","v":0.41716402000000002},{"$f":"kc(C435,Kc!$E$9:$H$9,Kc!$I$9:$K$9)","v":0},0,{"$f":"K435*10*'Farm data entry'!$E$22","v":0},{"$f":"(L435*'Farm data entry'!$D$14)","v":0},0,0,0,1000,0,0,0,1158.3319567660119,0,0,0,2080.1888137618635,0]
["1987-03-09",1987,68,{"$f":"VLOOKUP($A436,Rainfall!$D$3:$Q$10959,Hydrology!$D$1,FALSE)","v":0},{"$f":"MAX((D436-'Farm data entry'!$D$24)*'Farm data entry'!$D$23,0)*10*'Farm data entry'!$D$10","v":0},{"$f":"AND(C436>='Farm data entry'!$E$15,Hydrology!C436<='Farm data entry'!$E$16)","v":true},0,{"$f":"VLOOKUP($A436,ETo!$A$3:$N$10959,Hydrology!$D$1,FALSE)","v":1.0658813},{"$f":"(H436*'Farm data entry'!$D$25)","v":0.74611691000000002},{"$f":"kc(C436,Kc!$E$9:$H$9,Kc!$I$9:$K$9)","v":0},0,{"$f":"K436*10*'Farm data entry'!$E$22","v":0},{"$f":"(L436*'Farm data entry'!$D$14)","v":0},0,0,0,1000,0,0,0,1158.3319567660119,0,0,0,2080.1888137618635,0]
["1987-03-10",1987,69,{"$f":"VLOOKUP($A437,Rainfall!$D$3:$Q$10959,Hydrology!$D$1,FALSE)","v":0},{"$f":"MAX((D437-'Farm data entry'!$D$24)*'Farm data entry'!$D$23,0)*10*'Farm data entry'!$D$10","v":0},{"$f":"AND(C437>='Farm data entry'!$E$15,Hydrology!C437<='Farm data entry'!$E$16)","v":true},0,{"$f":"VLOOKUP($A437,ETo!$A$3:$N$10959,Hydrology!$D$1,FALSE)","v":1.1505171000000001},{"$f":"(H437*'Farm data entry'!$D$25)","v":0.80536196999999998},{"$f":"kc(C437,Kc!$E$9:$H$9,Kc!$I$9:$K$9)","v":0},0,{"$f":"K437*10*'Farm data entry'!$E$22","v":0},{"$f":"(L437*'Farm data entry'!$D$14)","v":0},0,0,0,1000,0,0,0,1158.3319567660119,0,0,0,2080.1888137618635,0]
["1987-03-11",1987,70,{"$f":"VLOOKUP($A438,Rainfall!$D$3:$Q$10959,Hydrology!$D$1,FALSE)","v":0},{"$f":"MAX((D438-'Farm data entry'!$D$24)*'Farm data entry'!$D$23,0)*10*'Farm data entry'!$D$10","v":0},{"$f":"AND(C438>='Farm data entry'!$E$15,Hydrology!C438<='Farm data entry'!$E$16)","v":true},0,{"$f":"VLOOKUP($A438,ETo!$A$3:$N$10959,Hydrology!$D$1,FALSE)","v":1.0057455},{"$f":"(H438*'Farm data entry'!$D$25)","v":0.70402184999999995},{"$f":"kc(C438,Kc!$E$9:$H$9,Kc!$I$9:$K$9)","v":0},0,{"$f":"K438*10*'Farm data entry'!$E$22","v":0},{"$f":"(L438*'Farm data entry'!$D$14)","v":0},0,0,0,1000,0,0,0,1158.3319567660119,0,0,0,2080.1888137618635,0]
["1987-03-12",1987,71,{"$f":"VLOOKUP($A439,Rainfall!$D$3:$Q$10959,Hydrology!$D$1,FALSE)","v":0},{"$f":"MAX((D439-'Farm data entry'!$D$24)*'Farm data entry'!$D$23,0)*10*'Farm data entry'!$D$10","v":0},{"$f":"AND(C439>='Farm data entry'!$E$15,Hydrology!C439<='Farm data entry'!$E$16)","v":true},0,{"$f":"VLOOKUP($A439,ETo!$A$3:$N$10959,Hydrology!$D$1,FALSE)","v":0.92716370000000004},{"$f":"(H439*'Farm data entry'!$D$25)","v":0.64901458999999995},{"$f":"kc(C439,Kc!$E$9:$H$9,Kc!$I$9:$K$9)","v":0},0,{"$f":"K439*10*'Farm data entry'!$E$22","v":0},{"$f":"(L439*'Farm data entry'!$D$14)","v":0},0,0,0,1000,0,0,0,1158.3319567660119,0,0,0,2080.1888137618635,0]
["1987-03-13",1987,72,{"$f":"VLOOKUP($A440,Rainfall!$D$3:$Q$10959,Hydrology!$D$1,FALSE)","v":0},{"$f":"MAX((D440-'Farm data entry'!$D$24)*'Farm data entry'!$D$23,0)*10*'Farm data entry'!$D$10","v":0},{"$f":"AND(C440>='Farm data entry'!$E$15,Hydrology!C440<='Farm data entry'!$E$16)","v":true},0,{"$f":"VLOOKUP($A440,ETo!$A$3:$N$10959,Hydrology!$D$1,FALSE)","v":0.45021095999999999},{"$f":"(H440*'Farm data entry'!$D$25)","v":0.31514767199999999},{"$f":"kc(C440,Kc!$E$9:$H$9,Kc!$I$9:$K$9)","v":0},0,{"$f":"K440*10*'Farm data entry'!$E$22","v":0},{"$f":"(L440*'Farm data entry'!$D$14)","v":0},0,0,0,1000,0,0,0,1158.3319567660119,0,0,0,2080.1888137618635,0]
["1987-03-14",1987,73,{"$f":"VLOOKUP($A441,Rainfall!$D$3:$Q$10959,Hydrology!$D$1,FALSE)","v":0},{"$f":"MAX((D441-'Farm data entry'!$D$24)*'Farm data entry'!$D$23,0)*10*'Farm data entry'!$D$10","v":0},{"$f":"AND(C441>='Farm data entry'!$E$15,Hydrology!C441<='Farm data entry'!$E$16)","v":true},0,{"$f":"VLOOKUP($A441,ETo!$A$3:$N$10959,Hydrology!$D$1,FALSE)","v":0.79970730000000001},{"$f":"(H441*'Farm data entry'!$D$25)","v":0.55979510999999993},{"$f":"kc(C441,Kc!$E$9:$H$9,Kc!$I$9:$K$9)","v":0},0,{"$f":"K441*10*'Farm data entry'!$E$22","v":0},{"$f":"(L441*'Farm data entry'!$D$14)","v":0},0,0,0,1000,0,0,0,1158.3319567660119,0,0,0,2080.1888137618635,0]
["1987-03-15",1987,74,{"$f":"VLOOKUP($A442,Rainfall!$D$3:$Q$10959,Hydrology!$D$1,FALSE)","v":0},{"$f":"MAX((D442-'Farm data entry'!$D$24)*'Farm data entry'!$D$23,0)*10*'Farm data entry'!$D$10","v":0},{"$f":"AND(C442>='Farm data entry'!$E$15,Hydrology!C442<='Farm data entry'!$E$16)","v":true},0,{"$f":"VLOOKUP($A442,ETo!$A$3:$N$10959,Hydrology!$D$1,FALSE)","v":0.58199630000000002},{"$f":"(H442*'Farm data entry'!$D$25)","v":0.40739741000000002},{"$f":"kc(C442,Kc!$E$9:$H$9,Kc!$I$9:$K$9)","v":0},0,{"$f":"K442*10*'Farm data entry'!$E$22","v":0},{"$f":"(L442*'Farm data entry'!$D$14)","v":0},0,0,0,1000,0,0,0,1158.3319567660119,0,0,0,2080.1888137618635,0]
["1987-03-16",1987,75,{"$f":"VLOOKUP($A443,Rainfall!$D$3:$Q$10959,Hydrology!$D$1,FALSE)","v":0.19999999872000002},{"$f":"MAX((D443-'Farm data entry'!$D$24)*'Farm data entry'!$D$23,0)*10*'Farm data entry'!$D$10","v":0},{"$f":"AND(C443>='Farm data entry'!$E$15,Hydrology!C443<='Farm data entry'!$E$16)","v":true},0,{"$f":"VLOOKUP($A443,ETo!$A$3:$N$10959,Hydrology!$D$1,FALSE)","v":1.1661191},{"$f":"(H443*'Farm data entry'!$D$25)","v":0.81628336999999995},{"$f":"kc(C443,Kc!$E$9:$H$9,Kc!$I$9:$K$9)","v":0},0,{"$f":"K443*10*'Farm data entry'!$E$22","v":0},{"$f":"(L443*'Farm data entry'!$D$14)","v":0},0,0,0,1000,0,0,0,1158.3319567660119,0,0,0,2080.1888137618635,0]
["1987-03-17",1987,76,{"$f":"VLOOKUP($A444,Rainfall!$D$3:$Q$10959,Hydrology!$D$1,FALSE)","v":0.79999997760000008},{"$f":"MAX((D444-'Farm data entry'!$D$24)*'Farm data entry'!$D$23,0)*10*'Farm data entry'!$D$10","v":0},{"$f":"AND(C444>='Farm data entry'!$E$15,Hydrology!C444<='Farm data entry'!$E$16)","v":true},0,{"$f":"VLOOKUP($A444,ETo!$A$3:$N$10959,Hydrology!$D$1,FALSE)","v":0.90436850000000002},{"$f":"(H444*'Farm data entry'!$D$25)","v":0.63305794999999998},{"$f":"kc(C444,Kc!$E$9:$H$9,Kc!$I$9:$K$9)","v":0},0,{"$f":"K444*10*'Farm data entry'!$E$22","v":0},{"$f":"(L444*'Farm data entry'!$D$14)","v":0},0,0,0,1000,0,0,0,1158.3319567660119,0,0,0,2080.1888137618635,0]
["1987-03-18",1987,77,{"$f":"VLOOKUP($A445,Rainfall!$D$3:$Q$10959,Hydrology!$D$1,FALSE)","v":0.99999999360000003},{"$f":"MAX((D445-'Farm data entry'!$D$24)*'Farm data entry'!$D$23,0)*10*'Farm data entry'!$D$10","v":0},{"$f":"AND(C445>='Farm data entry'!$E$15,Hydrology!C445<='Farm data entry'!$E$16)","v":true},0,{"$f":"VLOOKUP($A445,ETo!$A$3:$N$10959,Hydrology!$D$1,FALSE)","v":1.7452008000000001},{"$f":"(H445*'Farm data entry'!$D$25)","v":1.22164056},{"$f":"kc(C445,Kc!$E$9:$H$9,Kc!$I$9:$K$9)","v":0},0,{"$f":"K445*10*'Farm data entry'!$E$22","v":0},{"$f":"(L445*'Farm data entry'!$D$14)","v":0},0,0,0,1000,0,0,0,1158.3319567660119,0,0,0,2080.1888137618635,0]
["1987-03-19",1987,78,{"$f":"VLOOKUP($A446,Rainfall!$D$3:$Q$10959,Hydrology!$D$1,FALSE)","v":0},{"$f":"MAX((D446-'Farm data entry'!$D$24)*'Farm data entry'!$D$23,0)*10*'Farm data entry'!$D$10","v":0},{"$f":"AND(C446>='Farm data entry'!$E$15,Hydrology!C446<='Farm data entry'!$E$16)","v":true},0,{"$f":"VLOOKUP($A446,ETo!$A$3:$N$10959,Hydrology!$D$1,FALSE)","v":1.1288882},{"$f":"(H446*'Farm data entry'!$D$25)","v":0.79022174000000001},{"$f":"kc(C446,Kc!$E$9:$H$9,Kc!$I$9:$K$9)","v":0},0,{"$f":"K446*10*'Farm data entry'!$E$22","v":0},{"$f":"(L446*'Farm data entry'!$D$14)","v":0},0,0,0,1000,0,0,0,1158.3319567660119,0,0,0,2080.1888137618635,0]
["1987-03-20",1987,79,{"$f":"VLOOKUP($A447,Rainfall!$D$3:$Q$10959,Hydrology!$D$1,FALSE)","v":0.49999999680000001},{"$f":"MAX((D447-'Farm data entry'!$D$24)*'Farm data entry'!$D$23,0)*10*'Farm data entry'!$D$10","v":0},{"$f":"AND(C447>='Farm data entry'!$E$15,Hydrology!C447<='Farm data entry'!$E$16)","v":true},0,{"$f":"VLOOKUP($A447,ETo!$A$3:$N$10959,Hydrology!$D$1,FALSE)","v":1.2948432999999999},{"$f":"(H447*'Farm data entry'!$D$25)","v":0.90639030999999992},{"$f":"kc(C447,Kc!$E$9:$H$9,Kc!$I$9:$K$9)","v":0},0,{"$f":"K447*10*'Farm data entry'!$E$22","v":0},{"$f":"(L447*'Farm data entry'!$D$14)","v":0},0,0,0,1000,0,0,0,1158.3319567660119,0,0,0,2080.1888137618635,0]
["1987-03-21",1987,80,{"$f":"VLOOKUP($A448,Rainfall!$D$3:$Q$10959,Hydrology!$D$1,FALSE)","v":0},{"$f":"MAX((D448-'Farm data entry'!$D$24)*'Farm data entry'!$D$23,0)*10*'Farm data entry'!$D$10","v":0},{"$f":"AND(C448>='Farm data entry'!$E$15,Hydrology!C448<='Farm data entry'!$E$16)","v":true},0,{"$f":"VLOOKUP($A448,ETo!$A$3:$N$10959,Hydrology!$D$1,FALSE)","v":0.66306759999999998},{"$f":"(H448*'Farm data entry'!$D$25)","v":0.46414731999999997},{"$f":"kc(C448,Kc!$E$9:$H$9,Kc!$I$9:$K$9)","v":0},0,{"$f":"K448*10*'Farm data entry'!$E$22","v":0},{"$f":"(L448*'Farm data entry'!$D$14)","v":0},0,0,0,1000,0,0,0,1158.3319567660119,0,0,0,2080.1888137618635,0]
["1987-03-22",1987,81,{"$f":"VLOOKUP($A449,Rainfall!$D$3:$Q$10959,Hydrology!$D$1,FALSE)","v":7.4000001600000003},{"$f":"MAX((D449-'Farm data entry'!$D$24)*'Farm data entry'!$D$23,0)*10*'Farm data entry'!$D$10","v":102.60000304},{"$f":"AND(C449>='Farm data entry'!$E$15,Hydrology!C449<='Farm data entry'!$E$16)","v":true},102.60000304,{"$f":"VLOOKUP($A449,ETo!$A$3:$N$10959,Hydrology!$D$1,FALSE)","v":0.70347879999999996},{"$f":"(H449*'Farm data entry'!$D$25)","v":0.49243515999999993},{"$f":"kc(C449,Kc!$E$9:$H$9,Kc!$I$9:$K$9)","v":0},0,{"$f":"K449*10*'Farm data entry'!$E$22","v":0},{"$f":"(L449*'Farm data entry'!$D$14)","v":0},0,0,102.60000304000005,1000,0,0,0,1260.9319598060119,0,0,0,2182.7888168018635,0]
["1987-03-23",1987,82,{"$f":"VLOOKUP($A450,Rainfall!$D$3:$Q$10959,Hydrology!$D$1,FALSE)","v":8.3999998080000005},{"$f":"MAX((D450-'Farm data entry'!$D$24)*'Farm data entry'!$D$23,0)*10*'Farm data entry'!$D$10","v":121.59999635200001},{"$f":"AND(C450>='Farm data entry'!$E$15,Hydrology!C450<='Farm data entry'!$E$16)","v":true},121.59999635200001,{"$f":"VLOOKUP($A450,ETo!$A$3:$N$10959,Hydrology!$D$1,FALSE)","v":0},{"$f":"(H450*'Farm data entry'!$D$25)","v":0},{"$f":"kc(C450,Kc!$E$9:$H$9,Kc!$I$9:$K$9)","v":0},0,{"$f":"K450*10*'Farm data entry'!$E$22","v":0},{"$f":"(L450*'Farm data entry'!$D$14)","v":0},0,0,121.59999635200006,1000,0,0,0,1382.531956158012,0,0,0,2304.3888131538633,0]
["1987-03-24",1987,83,{"$f":"VLOOKUP($A451,Rainfall!$D$3:$Q$10959,Hydrology!$D$1,FALSE)","v":2.9000000160000003},{"$f":"MAX((D451-'Farm data entry'!$D$24)*'Farm data entry'!$D$23,0)*10*'Farm data entry'!$D$10","v":17.100000304000005},{"$f":"AND(C451>='Farm data entry'!$E$15,Hydrology!C451<='Farm data entry'!$E$16)","v":true},17.100000304000005,{"$f":"VLOOKUP($A451,ETo!$A$3:$N$10959,Hydrology!$D$1,FALSE)","v":0.58485359999999997},{"$f":"(H451*'Farm data entry'!$D$25)","v":0.40939751999999996},{"$f":"kc(C451,Kc!$E$9:$H$9,Kc!$I$9:$K$9)","v":0},0,{"$f":"K451*10*'Farm data entry'!$E$22","v":0},{"$f":"(L451*'Farm data entry'!$D$14)","v":0},0,0,17.100000303999991,1000,0,0,0,1399.6319564620121,0,0,0,2321.4888134578632,0]
["1987-03-25",1987,{"$f":"A452-DATE(YEAR(A452)-1,12,31)","v":84},{"$f":"VLOOKUP($A452,Rainfall!$D$3:$Q$10959,Hydrology!$D$1,FALSE)","v":0.60000000480000004},{"$f":"MAX((D452-'Farm data entry'!$D$24)*'Farm data entry'!$D$23,0)*10*'Farm data entry'!$D$10","v":0},{"$f":"AND(C452>='Farm data entry'!$E$15,Hydrology!C452<='Farm data entry'!$E$16)","v":true},{"$f":"E452*F452","v":0},{"$f":"VLOOKUP($A452,ETo!$A$3:$N$10959,Hydrology!$D$1,FALSE)","v":0.42504069999999999},{"$f":"(H452*'Farm data entry'!$D$25)","v":0.29752848999999998},{"$f":"kc(C452,Kc!$E$9:$H$9,Kc!$I$9:$K$9)","v":0},{"$f":"(J452*I452)","v":0},{"$f":"K452*10*'Farm data entry'!$E$22","v":0},{"$f":"(L452*'Farm data entry'!$D$14)","v":0},0,{"$f":"MIN($N452,Q451+$G452)","v":0},{"$f":"MAX(Q451+$G452-$N452-P$1,0)","v":0},{"$f":"MIN(Q451-O452+$G452,P$1)","v":1000},0,0,0,1399.6319564620121,0,0,0,2321.4888134578632,0]
["1987-03-26",{"$f":"YEAR(A453)","v":1987},85,{"$f":"VLOOKUP($A453,Rainfall!$D$3:$Q$10959,Hydrology!$D$1,FALSE)","v":9.3000000959999998},{"$f":"MAX((D453-'Farm data entry'!$D$24)*'Farm data entry'!$D$23,0)*10*'Farm data entry'!$D$10","v":138.70000182399997},{"$f":"AND(C453>='Farm data entry'!$E$15,Hydrology!C453<='Farm data entry'!$E$16)","v":true},138.70000182399997,{"$f":"VLOOKUP($A453,ETo!$A$3:$N$10959,Hydrology!$D$1,FALSE)","v":0.14161299999999999},{"$f":"(H453*'Farm data entry'!$D$25)","v":9.9129099999999984E-2},{"$f":"kc(C453,Kc!$E$9:$H$9,Kc!$I$9:$K$9)","v":0},0,{"$f":"K453*10*'Farm data entry'!$E$22","v":0},{"$f":"(L453*'Farm data entry'!$D$14)","v":0},{"$f":"SUM(L453:M453)","v":0},0,138.70000182400008,1000,{"$f":"$N453-O453","v":0},{"$f":"MIN($N453,U452+$G453)","v":0},{"$f":"MAX(U452+$G453-$N453-T$1,0)","v":0},{"$f":"MIN(U452-S453+$G453,T$1)","v":1538.3319582860122},{"$f":"$N453-S453","v":0},{"$f":"MIN($N453,Y452+$G453)","v":0},{"$f":"MAX(Y452+$G453-$N453-X$1,0)","v":0},{"$f":"MIN(Y452-W453+$G453,X$1)","v":2460.1888152818633},{"$f":"$N453-W453","v":0}]
["1987-03-27",1987,86,{"$f":"VLOOKUP($A454,Rainfall!$D$3:$Q$10959,Hydrology!$D$1,FALSE)","v":0.70000001280000002},{"$f":"MAX((D454-'Farm data entry'!$D$24)*'Farm data entry'!$D$23,0)*10*'Farm data entry'!$D$10","v":0},{"$f":"AND(C454>='Farm data entry'!$E$15,Hydrology!C454<='Farm data entry'!$E$16)","v":true},0,{"$f":"VLOOKUP($A454,ETo!$A$3:$N$10959,Hydrology!$D$1,FALSE)","v":0.59048500000000004},{"$f":"(H454*'Farm data entry'!$D$25)","v":0.41333950000000003},{"$f":"kc(C454,Kc!$E$9:$H$9,Kc!$I$9:$K$9)","v":0},0,{"$f":"K454*10*'Farm data entry'!$E$22","v":0},{"$f":"(L454*'Farm data entry'!$D$14)","v":0},0,0,0,1000,0,0,0,1538.3319582860122,0,0,0,2460.1888152818633,0]
["1987-03-28",1987,87,{"$f":"VLOOKUP($A455,Rainfall!$D$3:$Q$10959,Hydrology!$D$1,FALSE)","v":4.5000001439999995},{"$f":"MAX((D455-'Farm data entry'!$D$24)*'Farm data entry'!$D$23,0)*10*'Farm data entry'!$D$10","v":47.500002735999985},{"$f":"AND(C455>='Farm data entry'!$E$15,Hydrology!C455<='Farm data entry'!$E$16)","v":true},47.500002735999985,{"$f":"VLOOKUP($A455,ETo!$A$3:$N$10959,Hydrology!$D$1,FALSE)","v":1.5270703999999999},{"$f":"(H455*'Farm data entry'!$D$25)","v":1.0689492799999998},{"$f":"kc(C455,Kc!$E$9:$H$9,Kc!$I$9:$K$9)","v":0},0,{"$f":"K455*10*'Farm data entry'!$E$22","v":0},{"$f":"(L455*'Farm data entry'!$D$14)","v":0},0,0,47.500002735999942,1000,0,0,0,1585.8319610220121,0,0,0,2507.6888180178635,0]
["1987-03-29",1987,88,{"$f":"VLOOKUP($A456,Rainfall!$D$3:$Q$10959,Hydrology!$D$1,FALSE)","v":0.39999998880000004},{"$f":"MAX((D456-'Farm data entry'!$D$24)*'Farm data entry'!$D$23,0)*10*'Farm data entry'!$D$10","v":0},{"$f":"AND(C456>='Farm data entry'!$E$15,Hydrology!C456<='Farm data entry'!$E$16)","v":true},0,{"$f":"VLOOKUP($A456,ETo!$A$3:$N$10959,Hydrology!$D$1,FALSE)","v":1.7852026999999999},{"$f":"(H456*'Farm data entry'!$D$25)","v":1.2496418899999999},{"$f":"kc(C456,Kc!$E$9:$H$9,Kc!$I$9:$K$9)","v":0},0,{"$f":"K456*10*'Farm data entry'!$E$22","v":0},{"$f":"(L456*'Farm data entry'!$D$14)","v":0},0,0,0,1000,0,0,0,1585.8319610220121,0,0,0,2507.6888180178635,0]
["1987-03-30",1987,89,{"$f":"VLOOKUP($A457,Rainfall!$D$3:$Q$10959,Hydrology!$D$1,FALSE)","v":0},{"$f":"MAX((D457-'Farm data entry'!$D$24)*'Farm data entry'!$D$23,0)*10*'Farm data entry'!$D$10","v":0},{"$f":"AND(C457>='Farm data entry'!$E$15,Hydrology!C457<='Farm data entry'!$E$16)","v":true},0,{"$f":"VLOOKUP($A457,ETo!$A$3:$N$10959,Hydrology!$D$1,FALSE)","v":0.62012599999999996},{"$f":"(H457*'Farm data entry'!$D$25)","v":0.43408819999999992},{"$f":"kc(C457,Kc!$E$9:$H$9,Kc!$I$9:$K$9)","v":0},0,{"$f":"K457*10*'Farm data entry'!$E$22","v":0},{"$f":"(L457*'Farm data entry'!$D$14)","v":0},0,0,0,1000,0,0,0,1585.8319610220121,0,0,0,2507.6888180178635,0]
["1987-03-31",1987,90,{"$f":"VLOOKUP($A458,Rainfall!$D$3:$Q$10959,Hydrology!$D$1,FALSE)","v":0.39999998880000004},{"$f":"MAX((D458-'Farm data entry'!$D$24)*'Farm data entry'!$D$23,0)*10*'Farm data entry'!$D$10","v":0},{"$f":"AND(C458>='Farm data entry'!$E$15,Hydrology!C458<='Farm data entry'!$E$16)","v":true},0,{"$f":"VLOOKUP($A458,ETo!$A$3:$N$10959,Hydrology!$D$1,FALSE)","v":0.85558699999999999},{"$f":"(H458*'Farm data entry'!$D$25)","v":0.59891089999999991},{"$f":"kc(C458,Kc!$E$9:$H$9,Kc!$I$9:$K$9)","v":0},0,{"$f":"K458*10*'Farm data entry'!$E$22","v":0},{"$f":"(L458*'Farm data entry'!$D$14)","v":0},0,0,0,1000,0,0,0,1585.8319610220121,0,0,0,2507.6888180178635,0]
["1987-04-01",1987,91,{"$f":"VLOOKUP($A459,Rainfall!$D$3:$Q$10959,Hydrology!$D$1,FALSE)","v":7.6999999680000002},{"$f":"MAX((D459-'Farm data entry'!$D$24)*'Farm data entry'!$D$23,0)*10*'Farm data entry'!$D$10","v":108.299999392},{"$f":"AND(C459>='Farm data entry'!$E$15,Hydrology!C459<='Farm data entry'!$E$16)","v":true},108.299999392,{"$f":"VLOOKUP($A459,ETo!$A$3:$N$10959,Hydrology!$D$1,FALSE)","v":0.38635296000000002},{"$f":"(H459*'Farm data entry'!$D$25)","v":0.27044707200000001},{"$f":"kc(C459,Kc!$E$9:$H$9,Kc!$I$9:$K$9)","v":0},0,{"$f":"K459*10*'Farm data entry'!$E$22","v":0},{"$f":"(L459*'Farm data entry'!$D$14)","v":0},0,0,108.29999939200002,1000,0,0,0,1694.1319604140122,0,0,0,2615.9888174098633,0]
["1987-04-02",1987,92,{"$f":"VLOOKUP($A460,Rainfall!$D$3:$Q$10959,Hydrology!$D$1,FALSE)","v":0},{"$f":"MAX((D460-'Farm data entry'!$D$24)*'Farm data entry'!$D$23,0)*10*'Farm data entry'!$D$10","v":0},{"$f":"AND(C460>='Farm data entry'!$E$15,Hydrology!C460<='Farm data entry'!$E$16)","v":true},0,{"$f":"VLOOKUP($A460,ETo!$A$3:$N$10959,Hydrology!$D$1,FALSE)","v":1.3710845},{"$f":"(H460*'Farm data entry'!$D$25)","v":0.95975915000000001},{"$f":"kc(C460,Kc!$E$9:$H$9,Kc!$I$9:$K$9)","v":0.4},0.38390366000000004,{"$f":"K460*10*'Farm data entry'!$E$22","v":7.6780732000000009},{"$f":"(L460*'Farm data entry'!$D$14)","v":1.1517109800000001},8.8297841800000008,8.8297841800000008,0,991.17021581999995,0,8.8297841800000008,0,1685.3021762340122,0,8.8297841800000008,0,2607.1590332298633,0]
["1987-04-03",1987,93,{"$f":"VLOOKUP($A461,Rainfall!$D$3:$Q$10959,Hydrology!$D$1,FALSE)","v":2.499999984},{"$f":"MAX((D461-'Farm data entry'!$D$24)*'Farm data entry'!$D$23,0)*10*'Farm data entry'!$D$10","v":9.4999996959999997},{"$f":"AND(C461>='Farm data entry'!$E$15,Hydrology!C461<='Farm data entry'!$E$16)","v":true},9.4999996959999997,{"$f":"VLOOKUP($A461,ETo!$A$3:$N$10959,Hydrology!$D$1,FALSE)","v":1.1775804999999999},{"$f":"(H461*'Farm data entry'!$D$25)","v":0.82430634999999985},{"$f":"kc(C461,Kc!$E$9:$H$9,Kc!$I$9:$K$9)","v":0.40294117647058825},0.33214697044117641,{"$f":"K461*10*'Farm data entry'!$E$22","v":6.6429394088235281},{"$f":"(L461*'Farm data entry'!$D$14)","v":0.99644091132352919},7.6393803201470574,7.6393803201470574,0,993.03083519585289,0,7.6393803201470574,0,1687.1627956098653,0,7.6393803201470574,0,2609.0196526057161,0]
["1987-04-04",1987,94,{"$f":"VLOOKUP($A462,Rainfall!$D$3:$Q$10959,Hydrology!$D$1,FALSE)","v":3.1999999104000003},{"$f":"MAX((D462-'Farm data entry'!$D$24)*'Farm data entry'!$D$23,0)*10*'Farm data entry'!$D$10","v":22.799998297600006},{"$f":"AND(C462>='Farm data entry'!$E$15,Hydrology!C462<='Farm data entry'!$E$16)","v":true},22.799998297600006,{"$f":"VLOOKUP($A462,ETo!$A$3:$N$10959,Hydrology!$D$1,FALSE)","v":0.61471235999999996},{"$f":"(H462*'Farm data entry'!$D$25)","v":0.43029865199999995},{"$f":"kc(C462,Kc!$E$9:$H$9,Kc!$I$9:$K$9)","v":0.40588235294117653},0.17465062934117648,{"$f":"K462*10*'Farm data entry'!$E$22","v":3.4930125868235296},{"$f":"(L462*'Farm data entry'!$D$14)","v":0.52395188802352943},4.0169644748470592,4.0169644748470592,11.813869018605828,1000,0,4.0169644748470592,0,1705.9458294326182,0,4.0169644748470592,0,2627.8026864284689,0]
["1987-04-05",1987,95,{"$f":"VLOOKUP($A463,Rainfall!$D$3:$Q$10959,Hydrology!$D$1,FALSE)","v":0},{"$f":"MAX((D463-'Farm data entry'!$D$24)*'Farm data entry'!$D$23,0)*10*'Farm data entry'!$D$10","v":0},{"$f":"AND(C463>='Farm data entry'!$E$15,Hydrology!C463<='Farm data entry'!$E$16)","v":true},0,{"$f":"VLOOKUP($A463,ETo!$A$3:$N$10959,Hydrology!$D$1,FALSE)","v":1.6567132},{"$f":"(H463*'Farm data entry'!$D$25)","v":1.1596992399999999},{"$f":"kc(C463,Kc!$E$9:$H$9,Kc!$I$9:$K$9)","v":0.4088235294117647},0.47411233635294114,{"$f":"K463*10*'Farm data entry'!$E$22","v":9.482246727058822},{"$f":"(L463*'Farm data entry'!$D$14)","v":1.4223370090588232},10.904583736117646,10.904583736117646,0,989.09541626388238,0,10.904583736117646,0,1695.0412456965005,0,10.904583736117646,0,2616.8981026923511,0]
["1987-04-06",1987,96,{"$f":"VLOOKUP($A464,Rainfall!$D$3:$Q$10959,Hydrology!$D$1,FALSE)","v":7.9999997760000001},{"$f":"MAX((D464-'Farm data entry'!$D$24)*'Farm data entry'!$D$23,0)*10*'Farm data entry'!$D$10","v":113.99999574399999},{"$f":"AND(C464>='Farm data entry'!$E$15,Hydrology!C464<='Farm data entry'!$E$16)","v":true},113.99999574399999,{"$f":"VLOOKUP($A464,ETo!$A$3:$N$10959,Hydrology!$D$1,FALSE)","v":1.4745964},{"$f":"(H464*'Farm data entry'!$D$25)","v":1.0322174799999999},{"$f":"kc(C464,Kc!$E$9:$H$9,Kc!$I$9:$K$9)","v":0.41176470588235292},0.4250307270588235,{"$f":"K464*10*'Farm data entry'!$E$22","v":8.5006145411764695},{"$f":"(L464*'Farm data entry'!$D$14)","v":1.2750921811764704},9.7757067223529397,9.7757067223529397,93.31970528552938,1000,0,9.7757067223529397,0,1799.2655347181476,0,9.7757067223529397,0,2721.1223917139982,0]
["1987-04-07",1987,97,{"$f":"VLOOKUP($A465,Rainfall!$D$3:$Q$10959,Hydrology!$D$1,FALSE)","v":4.999999968},{"$f":"MAX((D465-'Farm data entry'!$D$24)*'Farm data entry'!$D$23,0)*10*'Farm data entry'!$D$10","v":56.999999391999992},{"$f":"AND(C465>='Farm data entry'!$E$15,Hydrology!C465<='Farm data entry'!$E$16)","v":true},56.999999391999992,{"$f":"VLOOKUP($A465,ETo!$A$3:$N$10959,Hydrology!$D$1,FALSE)","v":0.87856639999999997},{"$f":"(H465*'Farm data entry'!$D$25)","v":0.61499647999999996},{"$f":"kc(C465,Kc!$E$9:$H$9,Kc!$I$9:$K$9)","v":0.4147058823529412},0.25504265788235292,{"$f":"K465*10*'Farm data entry'!$E$22","v":5.1008531576470588},{"$f":"(L465*'Farm data entry'!$D$14)","v":0.76512797364705876},5.8659811312941175,5.8659811312941175,51.134018260705943,1000,0,5.8659811312941175,0,1850.3995529788535,0,5.8659811312941175,0,2772.2564099747042,0]
["1987-04-08",1987,98,{"$f":"VLOOKUP($A466,Rainfall!$D$3:$Q$10959,Hydrology!$D$1,FALSE)","v":0.19999999872000002},{"$f":"MAX((D466-'Farm data entry'!$D$24)*'Farm data entry'!$D$23,0)*10*'Farm data entry'!$D$10","v":0},{"$f":"AND(C466>='Farm data entry'!$E$15,Hydrology!C466<='Farm data entry'!$E$16)","v":true},0,{"$f":"VLOOKUP($A466,ETo!$A$3:$N$10959,Hydrology!$D$1,FALSE)","v":0.99032949999999997},{"$f":"(H466*'Farm data entry'!$D$25)","v":0.69323064999999995},{"$f":"kc(C466,Kc!$E$9:$H$9,Kc!$I$9:$K$9)","v":0.41764705882352943},0.28952574205882353,{"$f":"K466*10*'Farm data entry'!$E$22","v":5.7905148411764706},{"$f":"(L466*'Farm data entry'!$D$14)","v":0.8685772261764706},6.6590920673529412,6.6590920673529412,0,993.34090793264704,0,6.6590920673529412,0,1843.7404609115006,0,6.6590920673529412,0,2765.5973179073512,0]
["1987-04-09",1987,99,{"$f":"VLOOKUP($A467,Rainfall!$D$3:$Q$10959,Hydrology!$D$1,FALSE)","v":1.7999999711999999},{"$f":"MAX((D467-'Farm data entry'!$D$24)*'Farm data entry'!$D$23,0)*10*'Farm data entry'!$D$10","v":0},{"$f":"AND(C467>='Farm data entry'!$E$15,Hydrology!C467<='Farm data entry'!$E$16)","v":true},0,{"$f":"VLOOKUP($A467,ETo!$A$3:$N$10959,Hydrology!$D$1,FALSE)","v":1.5768599999999999},{"$f":"(H467*'Farm data entry'!$D$25)","v":1.1038019999999999},{"$f":"kc(C467,Kc!$E$9:$H$9,Kc!$I$9:$K$9)","v":0.42058823529411771},0.46424613529411768,{"$f":"K467*10*'Farm data entry'!$E$22","v":9.2849227058823534},{"$f":"(L467*'Farm data entry'!$D$14)","v":1.3927384058823529},10.677661111764706,10.677661111764706,0,982.66324682088236,0,10.677661111764706,0,1833.0627997997358,0,10.677661111764706,0,2754.9196567955864,0]
["1987-04-10",1987,100,{"$f":"VLOOKUP($A468,Rainfall!$D$3:$Q$10959,Hydrology!$D$1,FALSE)","v":3.9999999744000001},{"$f":"MAX((D468-'Farm data entry'!$D$24)*'Farm data entry'!$D$23,0)*10*'Farm data entry'!$D$10","v":37.999999513600002},{"$f":"AND(C468>='Farm data entry'!$E$15,Hydrology!C468<='Farm data entry'!$E$16)","v":true},37.999999513600002,{"$f":"VLOOKUP($A468,ETo!$A$3:$N$10959,Hydrology!$D$1,FALSE)","v":2.1493573000000001},{"$f":"(H468*'Farm data entry'!$D$25)","v":1.5045501100000001},{"$f":"kc(C468,Kc!$E$9:$H$9,Kc!$I$9:$K$9)","v":0.42352941176470588},0.63722122305882356,{"$f":"K468*10*'Farm data entry'!$E$22","v":12.744424461176472},{"$f":"(L468*'Farm data entry'!$D$14)","v":1.9116636691764706},14.656088130352941,14.656088130352941,6.0071582041293823,1000,0,14.656088130352941,0,1856.4067111829827,0,14.656088130352941,0,2778.2635681788333,0]
["1987-04-11",1987,101,{"$f":"VLOOKUP($A469,Rainfall!$D$3:$Q$10959,Hydrology!$D$1,FALSE)","v":0},{"$f":"MAX((D469-'Farm data entry'!$D$24)*'Farm data entry'!$D$23,0)*10*'Farm data entry'!$D$10","v":0},{"$f":"AND(C469>='Farm data entry'!$E$15,Hydrology!C469<='Farm data entry'!$E$16)","v":true},0,{"$f":"VLOOKUP($A469,ETo!$A$3:$N$10959,Hydrology!$D$1,FALSE)","v":2.7451458},{"$f":"(H469*'Farm data entry'!$D$25)","v":1.9216020599999999},{"$f":"kc(C469,Kc!$E$9:$H$9,Kc!$I$9:$K$9)","v":0.4264705882352941},0.81950676088235286,{"$f":"K469*10*'Farm data entry'!$E$22","v":16.390135217647057},{"$f":"(L469*'Farm data entry'!$D$14)","v":2.4585202826470582},18.848655500294115,18.848655500294115,0,981.15134449970583,0,18.848655500294115,0,1837.5580556826885,0,18.848655500294115,0,2759.4149126785392,0]
["1987-04-12",1987,102,{"$f":"VLOOKUP($A470,Rainfall!$D$3:$Q$10959,Hydrology!$D$1,FALSE)","v":0},{"$f":"MAX((D470-'Farm data entry'!$D$24)*'Farm data entry'!$D$23,0)*10*'Farm data entry'!$D$10","v":0},{"$f":"AND(C470>='Farm data entry'!$E$15,Hydrology!C470<='Farm data entry'!$E$16)","v":true},0,{"$f":"VLOOKUP($A470,ETo!$A$3:$N$10959,Hydrology!$D$1,FALSE)","v":1.7228806000000001},{"$f":"(H470*'Farm data entry'!$D$25)","v":1.2060164200000001},{"$f":"kc(C470,Kc!$E$9:$H$9,Kc!$I$9:$K$9)","v":0.42941176470588238},0.51787763917647067,{"$f":"K470*10*'Farm data entry'!$E$22","v":10.357552783529414},{"$f":"(L470*'Farm data entry'!$D$14)","v":1.5536329175294121},11.911185701058827,11.911185701058827,0,969.24015879864703,0,11.911185701058827,0,1825.6468699816296,0,11.911185701058827,0,2747.5037269774803,0]
["1987-04-13",1987,103,{"$f":"VLOOKUP($A471,Rainfall!$D$3:$Q$10959,Hydrology!$D$1,FALSE)","v":0.90000002879999996},{"$f":"MAX((D471-'Farm data entry'!$D$24)*'Farm data entry'!$D$23,0)*10*'Farm data entry'!$D$10","v":0},{"$f":"AND(C471>='Farm data entry'!$E$15,Hydrology!C471<='Farm data entry'!$E$16)","v":true},0,{"$f":"VLOOKUP($A471,ETo!$A$3:$N$10959,Hydrology!$D$1,FALSE)","v":0.68319779999999997},{"$f":"(H471*'Farm data entry'!$D$25)","v":0.47823845999999992},{"$f":"kc(C471,Kc!$E$9:$H$9,Kc!$I$9:$K$9)","v":0.43235294117647061},0.20676780476470585,{"$f":"K471*10*'Farm data entry'!$E$22","v":4.1353560952941173},{"$f":"(L471*'Farm data entry'!$D$14)","v":0.62030341429411762},4.7556595095882352,4.7556595095882352,0,964.48449928905882,0,4.7556595095882352,0,1820.8912104720414,0,4.7556595095882352,0,2742.7480674678918,0]
["1987-04-14",1987,104,{"$f":"VLOOKUP($A472,Rainfall!$D$3:$Q$10959,Hydrology!$D$1,FALSE)","v":0},{"$f":"MAX((D472-'Farm data entry'!$D$24)*'Farm data entry'!$D$23,0)*10*'Farm data entry'!$D$10","v":0},{"$f":"AND(C472>='Farm data entry'!$E$15,Hydrology!C472<='Farm data entry'!$E$16)","v":true},0,{"$f":"VLOOKUP($A472,ETo!$A$3:$N$10959,Hydrology!$D$1,FALSE)","v":1.2218709000000001},{"$f":"(H472*'Farm data entry'!$D$25)","v":0.85530963000000004},{"$f":"kc(C472,Kc!$E$9:$H$9,Kc!$I$9:$K$9)","v":0.43529411764705883},0.37231125070588239,{"$f":"K472*10*'Farm data entry'!$E$22","v":7.4462250141176476},{"$f":"(L472*'Farm data entry'!$D$14)","v":1.116933752117647},8.5631587662352953,8.5631587662352953,0,955.92134052282347,0,8.5631587662352953,0,1812.328051705806,0,8.5631587662352953,0,2734.1849087016567,0]
["1987-04-15",1987,105,{"$f":"VLOOKUP($A473,Rainfall!$D$3:$Q$10959,Hydrology!$D$1,FALSE)","v":0},{"$f":"MAX((D473-'Farm data entry'!$D$24)*'Farm data entry'!$D$23,0)*10*'Farm data entry'!$D$10","v":0},{"$f":"AND(C473>='Farm data entry'!$E$15,Hydrology!C473<='Farm data entry'!$E$16)","v":true},0,{"$f":"VLOOKUP($A473,ETo!$A$3:$N$10959,Hydrology!$D$1,FALSE)","v":1.4269038000000001},{"$f":"(H473*'Farm data entry'!$D$25)","v":0.99883265999999993},{"$f":"kc(C473,Kc!$E$9:$H$9,Kc!$I$9:$K$9)","v":0.43823529411764706},0.43772372452941172,{"$f":"K473*10*'Farm data entry'!$E$22","v":8.754474490588235},{"$f":"(L473*'Farm data entry'!$D$14)","v":1.3131711735882352},10.067645664176471,10.067645664176471,0,945.85369485864703,0,10.067645664176471,0,1802.2604060416295,0,10.067645664176471,0,2724.1172630374804,0]
["1987-04-16",1987,106,{"$f":"VLOOKUP($A474,Rainfall!$D$3:$Q$10959,Hydrology!$D$1,FALSE)","v":0},{"$f":"MAX((D474-'Farm data entry'!$D$24)*'Farm data entry'!$D$23,0)*10*'Farm data entry'!$D$10","v":0},{"$f":"AND(C474>='Farm data entry'!$E$15,Hydrology!C474<='Farm data entry'!$E$16)","v":true},0,{"$f":"VLOOKUP($A474,ETo!$A$3:$N$10959,Hydrology!$D$1,FALSE)","v":1.6521279},{"$f":"(H474*'Farm data entry'!$D$25)","v":1.15648953},{"$f":"kc(C474,Kc!$E$9:$H$9,Kc!$I$9:$K$9)","v":0.44117647058823528},0.51021596911764699,{"$f":"K474*10*'Farm data entry'!$E$22","v":10.20431938235294},{"$f":"(L474*'Farm data entry'!$D$14)","v":1.5306479073529411},11.734967289705882,11.734967289705882,0,934.11872756894115,0,11.734967289705882,0,1790.5254387519235,0,11.734967289705882,0,2712.3822957477746,0]
["1987-04-17",1987,107,{"$f":"VLOOKUP($A475,Rainfall!$D$3:$Q$10959,Hydrology!$D$1,FALSE)","v":0},{"$f":"MAX((D475-'Farm data entry'!$D$24)*'Farm data entry'!$D$23,0)*10*'Farm data entry'!$D$10","v":0},{"$f":"AND(C475>='Farm data entry'!$E$15,Hydrology!C475<='Farm data entry'!$E$16)","v":true},0,{"$f":"VLOOKUP($A475,ETo!$A$3:$N$10959,Hydrology!$D$1,FALSE)","v":2.5015051000000001},{"$f":"(H475*'Farm data entry'!$D$25)","v":1.7510535700000001},{"$f":"kc(C475,Kc!$E$9:$H$9,Kc!$I$9:$K$9)","v":0.44411764705882356},0.77767379138235304,{"$f":"K475*10*'Farm data entry'!$E$22","v":15.553475827647061},{"$f":"(L475*'Farm data entry'!$D$14)","v":2.3330213741470591},17.886497201794121,17.886497201794121,0,916.23223036714705,0,17.886497201794121,0,1772.6389415501294,0,17.886497201794121,0,2694.4957985459805,0]
["1987-04-18",1987,108,{"$f":"VLOOKUP($A476,Rainfall!$D$3:$Q$10959,Hydrology!$D$1,FALSE)","v":0},{"$f":"MAX((D476-'Farm data entry'!$D$24)*'Farm data entry'!$D$23,0)*10*'Farm data entry'!$D$10","v":0},{"$f":"AND(C476>='Farm data entry'!$E$15,Hydrology!C476<='Farm data entry'!$E$16)","v":true},0,{"$f":"VLOOKUP($A476,ETo!$A$3:$N$10959,Hydrology!$D$1,FALSE)","v":2.0269756000000001},{"$f":"(H476*'Farm data entry'!$D$25)","v":1.4188829199999999},{"$f":"kc(C476,Kc!$E$9:$H$9,Kc!$I$9:$K$9)","v":0.44705882352941179},0.63432412894117651,{"$f":"K476*10*'Farm data entry'!$E$22","v":12.686482578823529},{"$f":"(L476*'Farm data entry'!$D$14)","v":1.9029723868235293},14.589454965647059,14.589454965647059,0,901.64277540149999,0,14.589454965647059,0,1758.0494865844823,0,14.589454965647059,0,2679.9063435803337,0]
["1987-04-19",1987,109,{"$f":"VLOOKUP($A477,Rainfall!$D$3:$Q$10959,Hydrology!$D$1,FALSE)","v":0.99999999360000003},{"$f":"MAX((D477-'Farm data entry'!$D$24)*'Farm data entry'!$D$23,0)*10*'Farm data entry'!$D$10","v":0},{"$f":"AND(C477>='Farm data entry'!$E$15,Hydrology!C477<='Farm data entry'!$E$16)","v":true},0,{"$f":"VLOOKUP($A477,ETo!$A$3:$N$10959,Hydrology!$D$1,FALSE)","v":1.7003126},{"$f":"(H477*'Farm data entry'!$D$25)","v":1.1902188199999999},{"$f":"kc(C477,Kc!$E$9:$H$9,Kc!$I$9:$K$9)","v":0.45},0.53559846899999997,{"$f":"K477*10*'Farm data entry'!$E$22","v":10.711969379999999},{"$f":"(L477*'Farm data entry'!$D$14)","v":1.6067954069999999},12.318764786999999,12.318764786999999,0,889.32401061450003,0,12.318764786999999,0,1745.7307217974824,0,12.318764786999999,0,2667.5875787933337,0]
["1987-04-20",1987,110,{"$f":"VLOOKUP($A478,Rainfall!$D$3:$Q$10959,Hydrology!$D$1,FALSE)","v":0},{"$f":"MAX((D478-'Farm data entry'!$D$24)*'Farm data entry'!$D$23,0)*10*'Farm data entry'!$D$10","v":0},{"$f":"AND(C478>='Farm data entry'!$E$15,Hydrology!C478<='Farm data entry'!$E$16)","v":true},0,{"$f":"VLOOKUP($A478,ETo!$A$3:$N$10959,Hydrology!$D$1,FALSE)","v":1.9818929999999999},{"$f":"(H478*'Farm data entry'!$D$25)","v":1.3873250999999998},{"$f":"kc(C478,Kc!$E$9:$H$9,Kc!$I$9:$K$9)","v":0.45294117647058824},0.62837666294117633,{"$f":"K478*10*'Farm data entry'!$E$22","v":12.567533258823527},{"$f":"(L478*'Farm data entry'!$D$14)","v":1.8851299888235289},14.452663247647056,14.452663247647056,0,874.871347366853,0,14.452663247647056,0,1731.2780585498354,0,14.452663247647056,0,2653.1349155456865,0]
["1987-04-21",1987,111,{"$f":"VLOOKUP($A479,Rainfall!$D$3:$Q$10959,Hydrology!$D$1,FALSE)","v":0},{"$f":"MAX((D479-'Farm data entry'!$D$24)*'Farm data entry'!$D$23,0)*10*'Farm data entry'!$D$10","v":0},{"$f":"AND(C479>='Farm data entry'!$E$15,Hydrology!C479<='Farm data entry'!$E$16)","v":true},0,{"$f":"VLOOKUP($A479,ETo!$A$3:$N$10959,Hydrology!$D$1,FALSE)","v":1.4533281},{"$f":"(H479*'Farm data entry'!$D$25)","v":1.0173296699999999},{"$f":"kc(C479,Kc!$E$9:$H$9,Kc!$I$9:$K$9)","v":0.45588235294117646},0.46378264367647049,{"$f":"K479*10*'Farm data entry'!$E$22","v":9.2756528735294097},{"$f":"(L479*'Farm data entry'!$D$14)","v":1.3913479310294115},10.667000804558821,10.667000804558821,0,864.20434656229418,0,10.667000804558821,0,1720.6110577452766,0,10.667000804558821,0,2642.4679147411275,0]
["1987-04-22",1987,112,{"$f":"VLOOKUP($A480,Rainfall!$D$3:$Q$10959,Hydrology!$D$1,FALSE)","v":0},{"$f":"MAX((D480-'Farm data entry'!$D$24)*'Farm data entry'!$D$23,0)*10*'Farm data entry'!$D$10","v":0},{"$f":"AND(C480>='Farm data entry'!$E$15,Hydrology!C480<='Farm data entry'!$E$16)","v":true},0,{"$f":"VLOOKUP($A480,ETo!$A$3:$N$10959,Hydrology!$D$1,FALSE)","v":1.9245558},{"$f":"(H480*'Farm data entry'!$D$25)","v":1.34718906},{"$f":"kc(C480,Kc!$E$9:$H$9,Kc!$I$9:$K$9)","v":0.45882352941176474},0.61812203929411769,{"$f":"K480*10*'Farm data entry'!$E$22","v":12.362440785882354},{"$f":"(L480*'Farm data entry'!$D$14)","v":1.8543661178823529},14.216806903764708,14.216806903764708,0,849.9875396585295,0,14.216806903764708,0,1706.3942508415118,0,14.216806903764708,0,2628.2511078373627,0]
["1987-04-23",1987,113,{"$f":"VLOOKUP($A481,Rainfall!$D$3:$Q$10959,Hydrology!$D$1,FALSE)","v":0},{"$f":"MAX((D481-'Farm data entry'!$D$24)*'Farm data entry'!$D$23,0)*10*'Farm data entry'!$D$10","v":0},{"$f":"AND(C481>='Farm data entry'!$E$15,Hydrology!C481<='Farm data entry'!$E$16)","v":true},0,{"$f":"VLOOKUP($A481,ETo!$A$3:$N$10959,Hydrology!$D$1,FALSE)","v":2.815118},{"$f":"(H481*'Farm data entry'!$D$25)","v":1.9705826},{"$f":"kc(C481,Kc!$E$9:$H$9,Kc!$I$9:$K$9)","v":0.46176470588235297},0.90994549470588237,{"$f":"K481*10*'Farm data entry'!$E$22","v":18.198909894117648},{"$f":"(L481*'Farm data entry'!$D$14)","v":2.729836484117647},20.928746378235296,20.928746378235296,0,829.05879328029425,0,20.928746378235296,0,1685.4655044632766,0,20.928746378235296,0,2607.3223614591275,0]
["1987-04-24",1987,114,{"$f":"VLOOKUP($A482,Rainfall!$D$3:$Q$10959,Hydrology!$D$1,FALSE)","v":0},{"$f":"MAX((D482-'Farm data entry'!$D$24)*'Farm data entry'!$D$23,0)*10*'Farm data entry'!$D$10","v":0},{"$f":"AND(C482>='Farm data entry'!$E$15,Hydrology!C482<='Farm data entry'!$E$16)","v":true},0,{"$f":"VLOOKUP($A482,ETo!$A$3:$N$10959,Hydrology!$D$1,FALSE)","v":2.9868456999999999},{"$f":"(H482*'Farm data entry'!$D$25)","v":2.09079199},{"$f":"kc(C482,Kc!$E$9:$H$9,Kc!$I$9:$K$9)","v":0.46470588235294119},0.97160333652941178,{"$f":"K482*10*'Farm data entry'!$E$22","v":19.432066730588236},{"$f":"(L482*'Farm data entry'!$D$14)","v":2.9148100095882352},22.346876740176469,22.346876740176469,0,806.71191654011773,0,22.346876740176469,0,1663.1186277231002,0,22.346876740176469,0,2584.9754847189511,0]
["1987-04-25",1987,115,{"$f":"VLOOKUP($A483,Rainfall!$D$3:$Q$10959,Hydrology!$D$1,FALSE)","v":0},{"$f":"MAX((D483-'Farm data entry'!$D$24)*'Farm data entry'!$D$23,0)*10*'Farm data entry'!$D$10","v":0},{"$f":"AND(C483>='Farm data entry'!$E$15,Hydrology!C483<='Farm data entry'!$E$16)","v":true},0,{"$f":"VLOOKUP($A483,ETo!$A$3:$N$10959,Hydrology!$D$1,FALSE)","v":2.4174030000000002},{"$f":"(H483*'Farm data entry'!$D$25)","v":1.6921821000000001},{"$f":"kc(C483,Kc!$E$9:$H$9,Kc!$I$9:$K$9)","v":0.46764705882352942},0.79134398205882361,{"$f":"K483*10*'Farm data entry'!$E$22","v":15.826879641176472},{"$f":"(L483*'Farm data entry'!$D$14)","v":2.3740319461764705},18.200911587352941,18.200911587352941,0,788.51100495276478,0,18.200911587352941,0,1644.9177161357472,0,18.200911587352941,0,2566.7745731315981,0]
["1987-04-26",1987,116,{"$f":"VLOOKUP($A484,Rainfall!$D$3:$Q$10959,Hydrology!$D$1,FALSE)","v":0},{"$f":"MAX((D484-'Farm data entry'!$D$24)*'Farm data entry'!$D$23,0)*10*'Farm data entry'!$D$10","v":0},{"$f":"AND(C484>='Farm data entry'!$E$15,Hydrology!C484<='Farm data entry'!$E$16)","v":true},0,{"$f":"VLOOKUP($A484,ETo!$A$3:$N$10959,Hydrology!$D$1,FALSE)","v":2.4136194999999998},{"$f":"(H484*'Farm data entry'!$D$25)","v":1.6895336499999998},{"$f":"kc(C484,Kc!$E$9:$H$9,Kc!$I$9:$K$9)","v":0.47058823529411764},0.79507465882352935,{"$f":"K484*10*'Farm data entry'!$E$22","v":15.901493176470588},{"$f":"(L484*'Farm data entry'!$D$14)","v":2.3852239764705883},18.286717152941176,18.286717152941176,0,770.22428779982363,0,18.286717152941176,0,1626.630998982806,0,18.286717152941176,0,2548.4878559786571,0]
["1987-04-27",1987,117,{"$f":"VLOOKUP($A485,Rainfall!$D$3:$Q$10959,Hydrology!$D$1,FALSE)","v":0},{"$f":"MAX((D485-'Farm data entry'!$D$24)*'Farm data entry'!$D$23,0)*10*'Farm data entry'!$D$10","v":0},{"$f":"AND(C485>='Farm data entry'!$E$15,Hydrology!C485<='Farm data entry'!$E$16)","v":true},0,{"$f":"VLOOKUP($A485,ETo!$A$3:$N$10959,Hydrology!$D$1,FALSE)","v":2.4835430000000001},{"$f":"(H485*'Farm data entry'!$D$25)","v":1.7384800999999999},{"$f":"kc(C485,Kc!$E$9:$H$9,Kc!$I$9:$K$9)","v":0.47352941176470592},0.8232214591176471,{"$f":"K485*10*'Farm data entry'!$E$22","v":16.464429182352941},{"$f":"(L485*'Farm data entry'!$D$14)","v":2.4696643773529412},18.934093559705882,18.934093559705882,0,751.29019424011778,0,18.934093559705882,0,1607.6969054231001,0,18.934093559705882,0,2529.553762418951,0]
["1987-04-28",1987,118,{"$f":"VLOOKUP($A486,Rainfall!$D$3:$Q$10959,Hydrology!$D$1,FALSE)","v":0},{"$f":"MAX((D486-'Farm data entry'!$D$24)*'Farm data entry'!$D$23,0)*10*'Farm data entry'!$D$10","v":0},{"$f":"AND(C486>='Farm data entry'!$E$15,Hydrology!C486<='Farm data entry'!$E$16)","v":true},0,{"$f":"VLOOKUP($A486,ETo!$A$3:$N$10959,Hydrology!$D$1,FALSE)","v":3.4657087},{"$f":"(H486*'Farm data entry'!$D$25)","v":2.4259960899999999},{"$f":"kc(C486,Kc!$E$9:$H$9,Kc!$I$9:$K$9)","v":0.47647058823529415},1.1559157840588237,{"$f":"K486*10*'Farm data entry'!$E$22","v":23.118315681176473},{"$f":"(L486*'Farm data entry'!$D$14)","v":3.4677473521764708},26.586063033352943,26.586063033352943,0,724.70413120676483,0,26.586063033352943,0,1581.1108423897472,0,26.586063033352943,0,2502.9676993855983,0]
["1987-04-29",1987,119,{"$f":"VLOOKUP($A487,Rainfall!$D$3:$Q$10959,Hydrology!$D$1,FALSE)","v":1.9999999872000001},{"$f":"MAX((D487-'Farm data entry'!$D$24)*'Farm data entry'!$D$23,0)*10*'Farm data entry'!$D$10","v":0},{"$f":"AND(C487>='Farm data entry'!$E$15,Hydrology!C487<='Farm data entry'!$E$16)","v":true},0,{"$f":"VLOOKUP($A487,ETo!$A$3:$N$10959,Hydrology!$D$1,FALSE)","v":2.579393},{"$f":"(H487*'Farm data entry'!$D$25)","v":1.8055751},{"$f":"kc(C487,Kc!$E$9:$H$9,Kc!$I$9:$K$9)","v":0.47941176470588237},0.865613945,{"$f":"K487*10*'Farm data entry'!$E$22","v":17.312278899999999},{"$f":"(L487*'Farm data entry'!$D$14)","v":2.5968418349999998},19.909120734999998,19.909120734999998,0,704.79501047176484,0,19.909120734999998,0,1561.2017216547472,0,19.909120734999998,0,2483.0585786505981,0]
["1987-04-30",1987,120,{"$f":"VLOOKUP($A488,Rainfall!$D$3:$Q$10959,Hydrology!$D$1,FALSE)","v":9.9999999360000008E-2},{"$f":"MAX((D488-'Farm data entry'!$D$24)*'Farm data entry'!$D$23,0)*10*'Farm data entry'!$D$10","v":0},{"$f":"AND(C488>='Farm data entry'!$E$15,Hydrology!C488<='Farm data entry'!$E$16)","v":true},0,{"$f":"VLOOKUP($A488,ETo!$A$3:$N$10959,Hydrology!$D$1,FALSE)","v":1.064856},{"$f":"(H488*'Farm data entry'!$D$25)","v":0.74539919999999993},{"$f":"kc(C488,Kc!$E$9:$H$9,Kc!$I$9:$K$9)","v":0.4823529411764706},0.3595454964705882,{"$f":"K488*10*'Farm data entry'!$E$22","v":7.190909929411764},{"$f":"(L488*'Farm data entry'!$D$14)","v":1.0786364894117646},8.2695464188235288,8.2695464188235288,0,696.52546405294129,0,8.2695464188235288,0,1552.9321752359238,0,8.2695464188235288,0,2474.7890322317744,0]
["1987-05-01",1987,121,{"$f":"VLOOKUP($A489,Rainfall!$D$3:$Q$10959,Hydrology!$D$1,FALSE)","v":1.7000000927999999},{"$f":"MAX((D489-'Farm data entry'!$D$24)*'Farm data entry'!$D$23,0)*10*'Farm data entry'!$D$10","v":0},{"$f":"AND(C489>='Farm data entry'!$E$15,Hydrology!C489<='Farm data entry'!$E$16)","v":true},0,{"$f":"VLOOKUP($A489,ETo!$A$3:$N$10959,Hydrology!$D$1,FALSE)","v":1.3537838},{"$f":"(H489*'Farm data entry'!$D$25)","v":0.94764865999999992},{"$f":"kc(C489,Kc!$E$9:$H$9,Kc!$I$9:$K$9)","v":0.48529411764705882},0.45988832029411758,{"$f":"K489*10*'Farm data entry'!$E$22","v":9.1977664058823514},{"$f":"(L489*'Farm data entry'!$D$14)","v":1.3796649608823526},10.577431366764705,10.577431366764705,0,685.94803268617659,0,10.577431366764705,0,1542.3547438691589,0,10.577431366764705,0,2464.2116008650096,0]
["1987-05-02",1987,122,{"$f":"VLOOKUP($A490,Rainfall!$D$3:$Q$10959,Hydrology!$D$1,FALSE)","v":1.3999999392},{"$f":"MAX((D490-'Farm data entry'!$D$24)*'Farm data entry'!$D$23,0)*10*'Farm data entry'!$D$10","v":0},{"$f":"AND(C490>='Farm data entry'!$E$15,Hydrology!C490<='Farm data entry'!$E$16)","v":true},0,{"$f":"VLOOKUP($A490,ETo!$A$3:$N$10959,Hydrology!$D$1,FALSE)","v":2.6988349999999999},{"$f":"(H490*'Farm data entry'!$D$25)","v":1.8891844999999998},{"$f":"kc(C490,Kc!$E$9:$H$9,Kc!$I$9:$K$9)","v":0.4882352941176471},0.92236655000000001,{"$f":"K490*10*'Farm data entry'!$E$22","v":18.447330999999998},{"$f":"(L490*'Farm data entry'!$D$14)","v":2.7670996499999996},21.214430649999997,21.214430649999997,0,664.73360203617653,0,21.214430649999997,0,1521.140313219159,0,21.214430649999997,0,2442.9971702150096,0]
["1987-05-03",1987,123,{"$f":"VLOOKUP($A491,Rainfall!$D$3:$Q$10959,Hydrology!$D$1,FALSE)","v":3.1999999104000003},{"$f":"MAX((D491-'Farm data entry'!$D$24)*'Farm data entry'!$D$23,0)*10*'Farm data entry'!$D$10","v":22.799998297600006},{"$f":"AND(C491>='Farm data entry'!$E$15,Hydrology!C491<='Farm data entry'!$E$16)","v":true},22.799998297600006,{"$f":"VLOOKUP($A491,ETo!$A$3:$N$10959,Hydrology!$D$1,FALSE)","v":2.4055833999999998},{"$f":"(H491*'Farm data entry'!$D$25)","v":1.6839083799999999},{"$f":"kc(C491,Kc!$E$9:$H$9,Kc!$I$9:$K$9)","v":0.49117647058823533},0.82709617488235299,{"$f":"K491*10*'Farm data entry'!$E$22","v":16.541923497647058},{"$f":"(L491*'Farm data entry'!$D$14)","v":2.4812885246470588},19.023212022294118,19.023212022294118,0,668.51038831148242,0,19.023212022294118,0,1524.917099494465,0,19.023212022294118,0,2446.7739564903154,0]
["1987-05-04",1987,124,{"$f":"VLOOKUP($A492,Rainfall!$D$3:$Q$10959,Hydrology!$D$1,FALSE)","v":0},{"$f":"MAX((D492-'Farm data entry'!$D$24)*'Farm data entry'!$D$23,0)*10*'Farm data entry'!$D$10","v":0},{"$f":"AND(C492>='Farm data entry'!$E$15,Hydrology!C492<='Farm data entry'!$E$16)","v":true},0,{"$f":"VLOOKUP($A492,ETo!$A$3:$N$10959,Hydrology!$D$1,FALSE)","v":2.7769767999999999},{"$f":"(H492*'Farm data entry'!$D$25)","v":1.9438837599999998},{"$f":"kc(C492,Kc!$E$9:$H$9,Kc!$I$9:$K$9)","v":0.49411764705882355},0.96050726964705879,{"$f":"K492*10*'Farm data entry'!$E$22","v":19.210145392941175},{"$f":"(L492*'Farm data entry'!$D$14)","v":2.881521808941176},22.091667201882352,22.091667201882352,0,646.41872110960003,0,22.091667201882352,0,1502.8254322925827,0,22.091667201882352,0,2424.6822892884329,0]
["1987-05-05",1987,125,{"$f":"VLOOKUP($A493,Rainfall!$D$3:$Q$10959,Hydrology!$D$1,FALSE)","v":0},{"$f":"MAX((D493-'Farm data entry'!$D$24)*'Farm data entry'!$D$23,0)*10*'Farm data entry'!$D$10","v":0},{"$f":"AND(C493>='Farm data entry'!$E$15,Hydrology!C493<='Farm data entry'!$E$16)","v":true},0,{"$f":"VLOOKUP($A493,ETo!$A$3:$N$10959,Hydrology!$D$1,FALSE)","v":1.4134880999999999},{"$f":"(H493*'Farm data entry'!$D$25)","v":0.98944166999999983},{"$f":"kc(C493,Kc!$E$9:$H$9,Kc!$I$9:$K$9)","v":0.49705882352941178},0.49181071244117641,{"$f":"K493*10*'Farm data entry'!$E$22","v":9.8362142488235289},{"$f":"(L493*'Farm data entry'!$D$14)","v":1.4754321373235293},11.311646386147059,11.311646386147059,0,635.10707472345302,0,11.311646386147059,0,1491.5137859064357,0,11.311646386147059,0,2413.3706429022859,0]
["1987-05-06",1987,126,{"$f":"VLOOKUP($A494,Rainfall!$D$3:$Q$10959,Hydrology!$D$1,FALSE)","v":0},{"$f":"MAX((D494-'Farm data entry'!$D$24)*'Farm data entry'!$D$23,0)*10*'Farm data entry'!$D$10","v":0},{"$f":"AND(C494>='Farm data entry'!$E$15,Hydrology!C494<='Farm data entry'!$E$16)","v":true},0,{"$f":"VLOOKUP($A494,ETo!$A$3:$N$10959,Hydrology!$D$1,FALSE)","v":1.7228044},{"$f":"(H494*'Farm data entry'!$D$25)","v":1.2059630799999999},{"$f":"kc(C494,Kc!$E$9:$H$9,Kc!$I$9:$K$9)","v":0.5},0.60298153999999993,{"$f":"K494*10*'Farm data entry'!$E$22","v":12.059630799999999},{"$f":"(L494*'Farm data entry'!$D$14)","v":1.8089446199999997},13.868575419999999,13.868575419999999,0,621.23849930345307,0,13.868575419999999,0,1477.6452104864356,0,13.868575419999999,0,2399.5020674822858,0]
["1987-05-07",1987,127,{"$f":"VLOOKUP($A495,Rainfall!$D$3:$Q$10959,Hydrology!$D$1,FALSE)","v":0},{"$f":"MAX((D495-'Farm data entry'!$D$24)*'Farm data entry'!$D$23,0)*10*'Farm data entry'!$D$10","v":0},{"$f":"AND(C495>='Farm data entry'!$E$15,Hydrology!C495<='Farm data entry'!$E$16)","v":true},0,{"$f":"VLOOKUP($A495,ETo!$A$3:$N$10959,Hydrology!$D$1,FALSE)","v":3.0871043},{"$f":"(H495*'Farm data entry'!$D$25)","v":2.1609730099999997},{"$f":"kc(C495,Kc!$E$9:$H$9,Kc!$I$9:$K$9)","v":0.50294117647058822},1.086842307970588,{"$f":"K495*10*'Farm data entry'!$E$22","v":21.736846159411762},{"$f":"(L495*'Farm data entry'!$D$14)","v":3.260526923911764},24.997373083323527,24.997373083323527,0,596.24112622012956,0,24.997373083323527,0,1452.6478374031121,0,24.997373083323527,0,2374.5046943989623,0]
["1987-05-08",1987,128,{"$f":"VLOOKUP($A496,Rainfall!$D$3:$Q$10959,Hydrology!$D$1,FALSE)","v":0},{"$f":"MAX((D496-'Farm data entry'!$D$24)*'Farm data entry'!$D$23,0)*10*'Farm data entry'!$D$10","v":0},{"$f":"AND(C496>='Farm data entry'!$E$15,Hydrology!C496<='Farm data entry'!$E$16)","v":true},0,{"$f":"VLOOKUP($A496,ETo!$A$3:$N$10959,Hydrology!$D$1,FALSE)","v":2.7797198000000001},{"$f":"(H496*'Farm data entry'!$D$25)","v":1.9458038599999998},{"$f":"kc(C496,Kc!$E$9:$H$9,Kc!$I$9:$K$9)","v":0.50588235294117645},0.98434783505882339,{"$f":"K496*10*'Farm data entry'!$E$22","v":19.686956701176467},{"$f":"(L496*'Farm data entry'!$D$14)","v":2.9530435051764701},22.640000206352937,22.640000206352937,0,573.60112601377659,0,22.640000206352937,0,1430.0078371967593,0,22.640000206352937,0,2351.8646941926095,0]
["1987-05-09",1987,129,{"$f":"VLOOKUP($A497,Rainfall!$D$3:$Q$10959,Hydrology!$D$1,FALSE)","v":0},{"$f":"MAX((D497-'Farm data entry'!$D$24)*'Farm data entry'!$D$23,0)*10*'Farm data entry'!$D$10","v":0},{"$f":"AND(C497>='Farm data entry'!$E$15,Hydrology!C497<='Farm data entry'!$E$16)","v":true},0,{"$f":"VLOOKUP($A497,ETo!$A$3:$N$10959,Hydrology!$D$1,FALSE)","v":3.3463213000000001},{"$f":"(H497*'Farm data entry'!$D$25)","v":2.3424249100000001},{"$f":"kc(C497,Kc!$E$9:$H$9,Kc!$I$9:$K$9)","v":0.50882352941176467},1.1918809100882353,{"$f":"K497*10*'Farm data entry'!$E$22","v":23.837618201764705},{"$f":"(L497*'Farm data entry'!$D$14)","v":3.5756427302647058},27.413260932029409,27.413260932029409,0,546.18786508174719,0,27.413260932029409,0,1402.5945762647298,0,27.413260932029409,0,2324.45143326058,0]
["1987-05-10",1987,130,{"$f":"VLOOKUP($A498,Rainfall!$D$3:$Q$10959,Hydrology!$D$1,FALSE)","v":0},{"$f":"MAX((D498-'Farm data entry'!$D$24)*'Farm data entry'!$D$23,0)*10*'Farm data entry'!$D$10","v":0},{"$f":"AND(C498>='Farm data entry'!$E$15,Hydrology!C498<='Farm data entry'!$E$16)","v":true},0,{"$f":"VLOOKUP($A498,ETo!$A$3:$N$10959,Hydrology!$D$1,FALSE)","v":2.7201805000000001},{"$f":"(H498*'Farm data entry'!$D$25)","v":1.9041263499999999},{"$f":"kc(C498,Kc!$E$9:$H$9,Kc!$I$9:$K$9)","v":0.5117647058823529},0.97446466147058808,{"$f":"K498*10*'Farm data entry'!$E$22","v":19.489293229411761},{"$f":"(L498*'Farm data entry'!$D$14)","v":2.923393984411764},22.412687213823524,22.412687213823524,0,523.77517786792362,0,22.412687213823524,0,1380.1818890509062,0,22.412687213823524,0,2302.0387460467564,0]
["1987-05-11",1987,131,{"$f":"VLOOKUP($A499,Rainfall!$D$3:$Q$10959,Hydrology!$D$1,FALSE)","v":4.100000112},{"$f":"MAX((D499-'Farm data entry'!$D$24)*'Farm data entry'!$D$23,0)*10*'Farm data entry'!$D$10","v":39.900002127999997},{"$f":"AND(C499>='Farm data entry'!$E$15,Hydrology!C499<='Farm data entry'!$E$16)","v":true},39.900002127999997,{"$f":"VLOOKUP($A499,ETo!$A$3:$N$10959,Hydrology!$D$1,FALSE)","v":1.8697680000000001},{"$f":"(H499*'Farm data entry'!$D$25)","v":1.3088375999999999},{"$f":"kc(C499,Kc!$E$9:$H$9,Kc!$I$9:$K$9)","v":0.51470588235294112},0.67366641176470576,{"$f":"K499*10*'Farm data entry'!$E$22","v":13.473328235294115},{"$f":"(L499*'Farm data entry'!$D$14)","v":2.0209992352941173},15.494327470588232,15.494327470588232,0,548.18085252533535,0,15.494327470588232,0,1404.5875637083182,0,15.494327470588232,0,2326.4444207041679,0]
["1987-05-12",1987,132,{"$f":"VLOOKUP($A500,Rainfall!$D$3:$Q$10959,Hydrology!$D$1,FALSE)","v":2.2999999680000003},{"$f":"MAX((D500-'Farm data entry'!$D$24)*'Farm data entry'!$D$23,0)*10*'Farm data entry'!$D$10","v":5.6999993920000049},{"$f":"AND(C500>='Farm data entry'!$E$15,Hydrology!C500<='Farm data entry'!$E$16)","v":true},5.6999993920000049,{"$f":"VLOOKUP($A500,ETo!$A$3:$N$10959,Hydrology!$D$1,FALSE)","v":2.6755754999999999},{"$f":"(H500*'Farm data entry'!$D$25)","v":1.8729028499999998},{"$f":"kc(C500,Kc!$E$9:$H$9,Kc!$I$9:$K$9)","v":0.51764705882352935},0.96950265176470563,{"$f":"K500*10*'Farm data entry'!$E$22","v":19.390053035294113},{"$f":"(L500*'Farm data entry'!$D$14)","v":2.9085079552941169},22.298560990588228,22.298560990588228,0,531.58229092674708,0,22.298560990588228,0,1387.9890021097301,0,22.298560990588228,0,2309.8458591055796,0]
["1987-05-13",1987,133,{"$f":"VLOOKUP($A501,Rainfall!$D$3:$Q$10959,Hydrology!$D$1,FALSE)","v":5.8000000320000007},{"$f":"MAX((D501-'Farm data entry'!$D$24)*'Farm data entry'!$D$23,0)*10*'Farm data entry'!$D$10","v":72.200000608000011},{"$f":"AND(C501>='Farm data entry'!$E$15,Hydrology!C501<='Farm data entry'!$E$16)","v":true},72.200000608000011,{"$f":"VLOOKUP($A501,ETo!$A$3:$N$10959,Hydrology!$D$1,FALSE)","v":2.7276373},{"$f":"(H501*'Farm data entry'!$D$25)","v":1.90934611},{"$f":"kc(C501,Kc!$E$9:$H$9,Kc!$I$9:$K$9)","v":0.52058823529411768},0.99398312197058825,{"$f":"K501*10*'Farm data entry'!$E$22","v":19.879662439411764},{"$f":"(L501*'Farm data entry'!$D$14)","v":2.9819493659117646},22.861611805323527,22.861611805323527,0,580.92067972942357,0,22.861611805323527,0,1437.3273909124066,0,22.861611805323527,0,2359.1842479082561,0]
["1987-05-14",1987,134,{"$f":"VLOOKUP($A502,Rainfall!$D$3:$Q$10959,Hydrology!$D$1,FALSE)","v":6.1999997184},{"$f":"MAX((D502-'Farm data entry'!$D$24)*'Farm data entry'!$D$23,0)*10*'Farm data entry'!$D$10","v":79.799994649599995},{"$f":"AND(C502>='Farm data entry'!$E$15,Hydrology!C502<='Farm data entry'!$E$16)","v":true},79.799994649599995,{"$f":"VLOOKUP($A502,ETo!$A$3:$N$10959,Hydrology!$D$1,FALSE)","v":1.4520162000000001},{"$f":"(H502*'Farm data entry'!$D$25)","v":1.0164113400000001},{"$f":"kc(C502,Kc!$E$9:$H$9,Kc!$I$9:$K$9)","v":0.52352941176470591},0.53212123094117658,{"$f":"K502*10*'Farm data entry'!$E$22","v":10.642424618823531},{"$f":"(L502*'Farm data entry'!$D$14)","v":1.5963636928235296},12.238788311647061,12.238788311647061,0,648.48188606737642,0,12.238788311647061,0,1504.8885972503595,0,12.238788311647061,0,2426.7454542462092,0]
["1987-05-15",1987,135,{"$f":"VLOOKUP($A503,Rainfall!$D$3:$Q$10959,Hydrology!$D$1,FALSE)","v":1.2000000096000001},{"$f":"MAX((D503-'Farm data entry'!$D$24)*'Farm data entry'!$D$23,0)*10*'Farm data entry'!$D$10","v":0},{"$f":"AND(C503>='Farm data entry'!$E$15,Hydrology!C503<='Farm data entry'!$E$16)","v":true},0,{"$f":"VLOOKUP($A503,ETo!$A$3:$N$10959,Hydrology!$D$1,FALSE)","v":2.2180260000000001},{"$f":"(H503*'Farm data entry'!$D$25)","v":1.5526181999999999},{"$f":"kc(C503,Kc!$E$9:$H$9,Kc!$I$9:$K$9)","v":0.52647058823529413},0.81740781705882348,{"$f":"K503*10*'Farm data entry'!$E$22","v":16.34815634117647},{"$f":"(L503*'Farm data entry'!$D$14)","v":2.4522234511764704},18.800379792352942,18.800379792352942,0,629.68150627502348,0,18.800379792352942,0,1486.0882174580065,0,18.800379792352942,0,2407.9450744538563,0]
["1987-05-16",1987,136,{"$f":"VLOOKUP($A504,Rainfall!$D$3:$Q$10959,Hydrology!$D$1,FALSE)","v":0},{"$f":"MAX((D504-'Farm data entry'!$D$24)*'Farm data entry'!$D$23,0)*10*'Farm data entry'!$D$10","v":0},{"$f":"AND(C504>='Farm data entry'!$E$15,Hydrology!C504<='Farm data entry'!$E$16)","v":true},0,{"$f":"VLOOKUP($A504,ETo!$A$3:$N$10959,Hydrology!$D$1,FALSE)","v":2.2404451000000001},{"$f":"(H504*'Farm data entry'!$D$25)","v":1.5683115699999999},{"$f":"kc(C504,Kc!$E$9:$H$9,Kc!$I$9:$K$9)","v":0.52941176470588236},0.83028259588235287,{"$f":"K504*10*'Farm data entry'!$E$22","v":16.605651917647059},{"$f":"(L504*'Farm data entry'!$D$14)","v":2.4908477876470587},19.096499705294118,19.096499705294118,0,610.58500656972933,0,19.096499705294118,0,1466.9917177527125,0,19.096499705294118,0,2388.848574748562,0]
["1987-05-17",1987,137,{"$f":"VLOOKUP($A505,Rainfall!$D$3:$Q$10959,Hydrology!$D$1,FALSE)","v":9.5999999039999988},{"$f":"MAX((D505-'Farm data entry'!$D$24)*'Farm data entry'!$D$23,0)*10*'Farm data entry'!$D$10","v":144.39999817599997},{"$f":"AND(C505>='Farm data entry'!$E$15,Hydrology!C505<='Farm data entry'!$E$16)","v":true},144.39999817599997,{"$f":"VLOOKUP($A505,ETo!$A$3:$N$10959,Hydrology!$D$1,FALSE)","v":1.4368774},{"$f":"(H505*'Farm data entry'!$D$25)","v":1.00581418},{"$f":"kc(C505,Kc!$E$9:$H$9,Kc!$I$9:$K$9)","v":0.53235294117647058},0.53544813700000005,{"$f":"K505*10*'Farm data entry'!$E$22","v":10.70896274},{"$f":"(L505*'Farm data entry'!$D$14)","v":1.606344411},12.315307151000001,12.315307151000001,0,742.66969759472931,0,12.315307151000001,0,1599.0764087777125,0,12.315307151000001,0,2520.9332657735617,0]
["1987-05-18",1987,138,{"$f":"VLOOKUP($A506,Rainfall!$D$3:$Q$10959,Hydrology!$D$1,FALSE)","v":0.49999999680000001},{"$f":"MAX((D506-'Farm data entry'!$D$24)*'Farm data entry'!$D$23,0)*10*'Farm data entry'!$D$10","v":0},{"$f":"AND(C506>='Farm data entry'!$E$15,Hydrology!C506<='Farm data entry'!$E$16)","v":true},0,{"$f":"VLOOKUP($A506,ETo!$A$3:$N$10959,Hydrology!$D$1,FALSE)","v":0.58749240000000003},{"$f":"(H506*'Farm data entry'!$D$25)","v":0.41124467999999997},{"$f":"kc(C506,Kc!$E$9:$H$9,Kc!$I$9:$K$9)","v":0.53529411764705881},0.22013685811764705,{"$f":"K506*10*'Farm data entry'!$E$22","v":4.402737162352941},{"$f":"(L506*'Farm data entry'!$D$14)","v":0.66041057435294115},5.0631477367058819,5.0631477367058819,0,737.60654985802341,0,5.0631477367058819,0,1594.0132610410067,0,5.0631477367058819,0,2515.8701180368557,0]
["1987-05-19",1987,139,{"$f":"VLOOKUP($A507,Rainfall!$D$3:$Q$10959,Hydrology!$D$1,FALSE)","v":0},{"$f":"MAX((D507-'Farm data entry'!$D$24)*'Farm data entry'!$D$23,0)*10*'Farm data entry'!$D$10","v":0},{"$f":"AND(C507>='Farm data entry'!$E$15,Hydrology!C507<='Farm data entry'!$E$16)","v":true},0,{"$f":"VLOOKUP($A507,ETo!$A$3:$N$10959,Hydrology!$D$1,FALSE)","v":2.8281200000000002},{"$f":"(H507*'Farm data entry'!$D$25)","v":1.979684},{"$f":"kc(C507,Kc!$E$9:$H$9,Kc!$I$9:$K$9)","v":0.53823529411764715},1.0655358000000001,{"$f":"K507*10*'Farm data entry'!$E$22","v":21.310716000000003},{"$f":"(L507*'Farm data entry'!$D$14)","v":3.1966074000000004},24.507323400000004,24.507323400000004,0,713.0992264580234,0,24.507323400000004,0,1569.5059376410068,0,24.507323400000004,0,2491.3627946368556,0]
["1987-05-20",1987,140,{"$f":"VLOOKUP($A508,Rainfall!$D$3:$Q$10959,Hydrology!$D$1,FALSE)","v":0},{"$f":"MAX((D508-'Farm data entry'!$D$24)*'Farm data entry'!$D$23,0)*10*'Farm data entry'!$D$10","v":0},{"$f":"AND(C508>='Farm data entry'!$E$15,Hydrology!C508<='Farm data entry'!$E$16)","v":true},0,{"$f":"VLOOKUP($A508,ETo!$A$3:$N$10959,Hydrology!$D$1,FALSE)","v":2.9393560000000001},{"$f":"(H508*'Farm data entry'!$D$25)","v":2.0575492},{"$f":"kc(C508,Kc!$E$9:$H$9,Kc!$I$9:$K$9)","v":0.54117647058823537},1.1134972141176471,{"$f":"K508*10*'Farm data entry'!$E$22","v":22.269944282352942},{"$f":"(L508*'Farm data entry'!$D$14)","v":3.3404916423529412},25.610435924705882,25.610435924705882,0,687.48879053331757,0,25.610435924705882,0,1543.8955017163009,0,25.610435924705882,0,2465.7523587121495,0]
["1987-05-21",1987,141,{"$f":"VLOOKUP($A509,Rainfall!$D$3:$Q$10959,Hydrology!$D$1,FALSE)","v":0.90000002879999996},{"$f":"MAX((D509-'Farm data entry'!$D$24)*'Farm data entry'!$D$23,0)*10*'Farm data entry'!$D$10","v":0},{"$f":"AND(C509>='Farm data entry'!$E$15,Hydrology!C509<='Farm data entry'!$E$16)","v":true},0,{"$f":"VLOOKUP($A509,ETo!$A$3:$N$10959,Hydrology!$D$1,FALSE)","v":1.9476472},{"$f":"(H509*'Farm data entry'!$D$25)","v":1.36335304},{"$f":"kc(C509,Kc!$E$9:$H$9,Kc!$I$9:$K$9)","v":0.54411764705882359},0.74182444823529425,{"$f":"K509*10*'Farm data entry'!$E$22","v":14.836488964705886},{"$f":"(L509*'Farm data entry'!$D$14)","v":2.225473344705883},17.061962309411769,17.061962309411769,0,670.42682822390577,0,17.061962309411769,0,1526.8335394068893,0,17.061962309411769,0,2448.6903964027379,0]
["1987-05-22",1987,142,{"$f":"VLOOKUP($A510,Rainfall!$D$3:$Q$10959,Hydrology!$D$1,FALSE)","v":1.5999999552000002},{"$f":"MAX((D510-'Farm data entry'!$D$24)*'Farm data entry'!$D$23,0)*10*'Farm data entry'!$D$10","v":0},{"$f":"AND(C510>='Farm data entry'!$E$15,Hydrology!C510<='Farm data entry'!$E$16)","v":true},0,{"$f":"VLOOKUP($A510,ETo!$A$3:$N$10959,Hydrology!$D$1,FALSE)","v":1.7666576000000001},{"$f":"(H510*'Farm data entry'!$D$25)","v":1.2366603199999999},{"$f":"kc(C510,Kc!$E$9:$H$9,Kc!$I$9:$K$9)","v":0.54705882352941182},0.67652593976470587,{"$f":"K510*10*'Farm data entry'!$E$22","v":13.530518795294117},{"$f":"(L510*'Farm data entry'!$D$14)","v":2.0295778192941176},15.560096614588236,15.560096614588236,0,654.86673160931753,0,15.560096614588236,0,1511.273442792301,0,15.560096614588236,0,2433.1302997881498,0]
["1987-05-23",1987,143,{"$f":"VLOOKUP($A511,Rainfall!$D$3:$Q$10959,Hydrology!$D$1,FALSE)","v":0.90000002879999996},{"$f":"MAX((D511-'Farm data entry'!$D$24)*'Farm data entry'!$D$23,0)*10*'Farm data entry'!$D$10","v":0},{"$f":"AND(C511>='Farm data entry'!$E$15,Hydrology!C511<='Farm data entry'!$E$16)","v":true},0,{"$f":"VLOOKUP($A511,ETo!$A$3:$N$10959,Hydrology!$D$1,FALSE)","v":1.260054},{"$f":"(H511*'Farm data entry'!$D$25)","v":0.88203779999999998},{"$f":"kc(C511,Kc!$E$9:$H$9,Kc!$I$9:$K$9)","v":0.55000000000000004},0.48512079000000002,{"$f":"K511*10*'Farm data entry'!$E$22","v":9.7024158000000007},{"$f":"(L511*'Farm data entry'!$D$14)","v":1.45536237},11.15777817,11.15777817,0,643.7089534393175,0,11.15777817,0,1500.115664622301,0,11.15777817,0,2421.97252161815,0]
["1987-05-24",1987,144,{"$f":"VLOOKUP($A512,Rainfall!$D$3:$Q$10959,Hydrology!$D$1,FALSE)","v":0},{"$f":"MAX((D512-'Farm data entry'!$D$24)*'Farm data entry'!$D$23,0)*10*'Farm data entry'!$D$10","v":0},{"$f":"AND(C512>='Farm data entry'!$E$15,Hydrology!C512<='Farm data entry'!$E$16)","v":true},0,{"$f":"VLOOKUP($A512,ETo!$A$3:$N$10959,Hydrology!$D$1,FALSE)","v":2.9064233000000002},{"$f":"(H512*'Farm data entry'!$D$25)","v":2.0344963100000002},{"$f":"kc(C512,Kc!$E$9:$H$9,Kc!$I$9:$K$9)","v":0.55294117647058827},1.1249567831764709,{"$f":"K512*10*'Farm data entry'!$E$22","v":22.499135663529415},{"$f":"(L512*'Farm data entry'!$D$14)","v":3.3748703495294121},25.874006013058828,25.874006013058828,0,617.83494742625862,0,25.874006013058828,0,1474.2416586092422,0,25.874006013058828,0,2396.0985156050911,0]
["1987-05-25",1987,145,{"$f":"VLOOKUP($A513,Rainfall!$D$3:$Q$10959,Hydrology!$D$1,FALSE)","v":0},{"$f":"MAX((D513-'Farm data entry'!$D$24)*'Farm data entry'!$D$23,0)*10*'Farm data entry'!$D$10","v":0},{"$f":"AND(C513>='Farm data entry'!$E$15,Hydrology!C513<='Farm data entry'!$E$16)","v":true},0,{"$f":"VLOOKUP($A513,ETo!$A$3:$N$10959,Hydrology!$D$1,FALSE)","v":2.0482686000000001},{"$f":"(H513*'Farm data entry'!$D$25)","v":1.4337880199999999},{"$f":"kc(C513,Kc!$E$9:$H$9,Kc!$I$9:$K$9)","v":0.55588235294117649},0.79701745817647063,{"$f":"K513*10*'Farm data entry'!$E$22","v":15.940349163529412},{"$f":"(L513*'Farm data entry'!$D$14)","v":2.3910523745294117},18.331401538058824,18.331401538058824,0,599.50354588819982,0,18.331401538058824,0,1455.9102570711834,0,18.331401538058824,0,2377.7671140670323,0]
["1987-05-26",1987,146,{"$f":"VLOOKUP($A514,Rainfall!$D$3:$Q$10959,Hydrology!$D$1,FALSE)","v":0},{"$f":"MAX((D514-'Farm data entry'!$D$24)*'Farm data entry'!$D$23,0)*10*'Farm data entry'!$D$10","v":0},{"$f":"AND(C514>='Farm data entry'!$E$15,Hydrology!C514<='Farm data entry'!$E$16)","v":true},0,{"$f":"VLOOKUP($A514,ETo!$A$3:$N$10959,Hydrology!$D$1,FALSE)","v":2.6696390000000001},{"$f":"(H514*'Farm data entry'!$D$25)","v":1.8687472999999999},{"$f":"kc(C514,Kc!$E$9:$H$9,Kc!$I$9:$K$9)","v":0.55882352941176472},1.0442999617647057,{"$f":"K514*10*'Farm data entry'!$E$22","v":20.885999235294115},{"$f":"(L514*'Farm data entry'!$D$14)","v":3.1328998852941172},24.01889912058823,24.01889912058823,0,575.48464676761159,0,24.01889912058823,0,1431.8913579505952,0,24.01889912058823,0,2353.748214946444,0]
["1987-05-27",1987,147,{"$f":"VLOOKUP($A515,Rainfall!$D$3:$Q$10959,Hydrology!$D$1,FALSE)","v":0},{"$f":"MAX((D515-'Farm data entry'!$D$24)*'Farm data entry'!$D$23,0)*10*'Farm data entry'!$D$10","v":0},{"$f":"AND(C515>='Farm data entry'!$E$15,Hydrology!C515<='Farm data entry'!$E$16)","v":true},0,{"$f":"VLOOKUP($A515,ETo!$A$3:$N$10959,Hydrology!$D$1,FALSE)","v":3.4006604999999999},{"$f":"(H515*'Farm data entry'!$D$25)","v":2.3804623499999997},{"$f":"kc(C515,Kc!$E$9:$H$9,Kc!$I$9:$K$9)","v":0.56176470588235294},1.3372597319117645,{"$f":"K515*10*'Farm data entry'!$E$22","v":26.74519463823529},{"$f":"(L515*'Farm data entry'!$D$14)","v":4.0117791957352935},30.756973833970584,30.756973833970584,0,544.72767293364097,0,30.756973833970584,0,1401.1343841166247,0,30.756973833970584,0,2322.9912411124733,0]
["1987-05-28",1987,{"$f":"A516-DATE(YEAR(A516)-1,12,31)","v":148},{"$f":"VLOOKUP($A516,Rainfall!$D$3:$Q$10959,Hydrology!$D$1,FALSE)","v":1.7999999711999999},{"$f":"MAX((D516-'Farm data entry'!$D$24)*'Farm data entry'!$D$23,0)*10*'Farm data entry'!$D$10","v":0},{"$f":"AND(C516>='Farm data entry'!$E$15,Hydrology!C516<='Farm data entry'!$E$16)","v":true},{"$f":"E516*F516","v":0},{"$f":"VLOOKUP($A516,ETo!$A$3:$N$10959,Hydrology!$D$1,FALSE)","v":1.8639318},{"$f":"(H516*'Farm data entry'!$D$25)","v":1.3047522599999999},{"$f":"kc(C516,Kc!$E$9:$H$9,Kc!$I$9:$K$9)","v":0.56470588235294117},{"$f":"(J516*I516)","v":0.73680127623529401},{"$f":"K516*10*'Farm data entry'!$E$22","v":14.73602552470588},{"$f":"(L516*'Farm data entry'!$D$14)","v":2.210403828705882},16.946429353411762,{"$f":"MIN($N516,Q515+$G516)","v":16.946429353411762},{"$f":"MAX(Q515+$G516-$N516-P$1,0)","v":0},{"$f":"MIN(Q515-O516+$G516,P$1)","v":527.78124358022922},0,16.946429353411762,0,1384.1879547632129,0,16.946429353411762,0,2306.0448117590613,0]
["1987-05-29",{"$f":"YEAR(A517)","v":1987},149,{"$f":"VLOOKUP($A517,Rainfall!$D$3:$Q$10959,Hydrology!$D$1,FALSE)","v":0},{"$f":"MAX((D517-'Farm data entry'!$D$24)*'Farm data entry'!$D$23,0)*10*'Farm data entry'!$D$10","v":0},{"$f":"AND(C517>='Farm data entry'!$E$15,Hydrology!C517<='Farm data entry'!$E$16)","v":true},0,{"$f":"VLOOKUP($A517,ETo!$A$3:$N$10959,Hydrology!$D$1,FALSE)","v":3.4746744999999999},{"$f":"(H517*'Farm data entry'!$D$25)","v":2.4322721499999997},{"$f":"kc(C517,Kc!$E$9:$H$9,Kc!$I$9:$K$9)","v":0.56764705882352939},1.3806721322058821,{"$f":"K517*10*'Farm data entry'!$E$22","v":27.613442644117644},{"$f":"(L517*'Farm data entry'!$D$14)","v":4.1420163966176462},{"$f":"SUM(L517:M517)","v":31.755459040735289},31.755459040735289,0,496.02578453949394,{"$f":"$N517-O517","v":0},{"$f":"MIN($N517,U516+$G517)","v":31.755459040735289},{"$f":"MAX(U516+$G517-$N517-T$1,0)","v":0},{"$f":"MIN(U516-S517+$G517,T$1)","v":1352.4324957224776},{"$f":"$N517-S517","v":0},{"$f":"MIN($N517,Y516+$G517)","v":31.755459040735289},{"$f":"MAX(Y516+$G517-$N517-X$1,0)","v":0},{"$f":"MIN(Y516-W517+$G517,X$1)","v":2274.289352718326},{"$f":"$N517-W517","v":0}]
["1987-05-30",1987,150,{"$f":"VLOOKUP($A518,Rainfall!$D$3:$Q$10959,Hydrology!$D$1,FALSE)","v":2.499999984},{"$f":"MAX((D518-'Farm data entry'!$D$24)*'Farm data entry'!$D$23,0)*10*'Farm data entry'!$D$10","v":9.4999996959999997},{"$f":"AND(C518>='Farm data entry'!$E$15,Hydrology!C518<='Farm data entry'!$E$16)","v":true},9.4999996959999997,{"$f":"VLOOKUP($A518,ETo!$A$3:$N$10959,Hydrology!$D$1,FALSE)","v":3.4229767},{"$f":"(H518*'Farm data entry'!$D$25)","v":2.3960836899999998},{"$f":"kc(C518,Kc!$E$9:$H$9,Kc!$I$9:$K$9)","v":0.57058823529411762},1.3671771642941175,{"$f":"K518*10*'Farm data entry'!$E$22","v":27.343543285882351},{"$f":"(L518*'Farm data entry'!$D$14)","v":4.1015314928823523},31.445074778764702,31.445074778764702,0,474.08070945672921,0,31.445074778764702,0,1330.487420639713,0,31.445074778764702,0,2252.3442776355614,0]
["1987-05-31",1987,151,{"$f":"VLOOKUP($A519,Rainfall!$D$3:$Q$10959,Hydrology!$D$1,FALSE)","v":0},{"$f":"MAX((D519-'Farm data entry'!$D$24)*'Farm data entry'!$D$23,0)*10*'Farm data entry'!$D$10","v":0},{"$f":"AND(C519>='Farm data entry'!$E$15,Hydrology!C519<='Farm data entry'!$E$16)","v":true},0,{"$f":"VLOOKUP($A519,ETo!$A$3:$N$10959,Hydrology!$D$1,FALSE)","v":3.0275034999999999},{"$f":"(H519*'Farm data entry'!$D$25)","v":2.1192524499999998},{"$f":"kc(C519,Kc!$E$9:$H$9,Kc!$I$9:$K$9)","v":0.57352941176470584},1.2154536110294116,{"$f":"K519*10*'Farm data entry'!$E$22","v":24.309072220588234},{"$f":"(L519*'Farm data entry'!$D$14)","v":3.6463608330882349},27.955433053676469,27.955433053676469,0,446.12527640305274,0,27.955433053676469,0,1302.5319875860366,0,27.955433053676469,0,2224.3888445818848,0]
["1987-06-01",1987,152,{"$f":"VLOOKUP($A520,Rainfall!$D$3:$Q$10959,Hydrology!$D$1,FALSE)","v":0},{"$f":"MAX((D520-'Farm data entry'!$D$24)*'Farm data entry'!$D$23,0)*10*'Farm data entry'!$D$10","v":0},{"$f":"AND(C520>='Farm data entry'!$E$15,Hydrology!C520<='Farm data entry'!$E$16)","v":true},0,{"$f":"VLOOKUP($A520,ETo!$A$3:$N$10959,Hydrology!$D$1,FALSE)","v":2.573178},{"$f":"(H520*'Farm data entry'!$D$25)","v":1.8012245999999998},{"$f":"kc(C520,Kc!$E$9:$H$9,Kc!$I$9:$K$9)","v":0.57647058823529407},1.0383530047058822,{"$f":"K520*10*'Farm data entry'!$E$22","v":20.767060094117646},{"$f":"(L520*'Farm data entry'!$D$14)","v":3.1150590141176466},23.882119108235294,23.882119108235294,0,422.24315729481742,0,23.882119108235294,0,1278.6498684778014,0,23.882119108235294,0,2200.5067254736496,0]
["1987-06-02",1987,153,{"$f":"VLOOKUP($A521,Rainfall!$D$3:$Q$10959,Hydrology!$D$1,FALSE)","v":3.0000000672000002},{"$f":"MAX((D521-'Farm data entry'!$D$24)*'Farm data entry'!$D$23,0)*10*'Farm data entry'!$D$10","v":19.000001276800003},{"$f":"AND(C521>='Farm data entry'!$E$15,Hydrology!C521<='Farm data entry'!$E$16)","v":true},19.000001276800003,{"$f":"VLOOKUP($A521,ETo!$A$3:$N$10959,Hydrology!$D$1,FALSE)","v":0.67531229999999998},{"$f":"(H521*'Farm data entry'!$D$25)","v":0.47271860999999993},{"$f":"kc(C521,Kc!$E$9:$H$9,Kc!$I$9:$K$9)","v":0.57941176470588229},0.27389872402941168,{"$f":"K521*10*'Farm data entry'!$E$22","v":5.4779744805882338},{"$f":"(L521*'Farm data entry'!$D$14)","v":0.82169617208823509},6.2996706526764692,6.2996706526764692,0,434.94348791894095,0,6.2996706526764692,0,1291.350199101925,0,6.2996706526764692,0,2213.2070560977731,0]
["1987-06-03",1987,154,{"$f":"VLOOKUP($A522,Rainfall!$D$3:$Q$10959,Hydrology!$D$1,FALSE)","v":0},{"$f":"MAX((D522-'Farm data entry'!$D$24)*'Farm data entry'!$D$23,0)*10*'Farm data entry'!$D$10","v":0},{"$f":"AND(C522>='Farm data entry'!$E$15,Hydrology!C522<='Farm data entry'!$E$16)","v":true},0,{"$f":"VLOOKUP($A522,ETo!$A$3:$N$10959,Hydrology!$D$1,FALSE)","v":2.0464541999999999},{"$f":"(H522*'Farm data entry'!$D$25)","v":1.4325179399999999},{"$f":"kc(C522,Kc!$E$9:$H$9,Kc!$I$9:$K$9)","v":0.58235294117647052},0.83423103564705869,{"$f":"K522*10*'Farm data entry'!$E$22","v":16.684620712941175},{"$f":"(L522*'Farm data entry'!$D$14)","v":2.5026931069411762},19.187313819882352,19.187313819882352,0,415.75617409905857,0,19.187313819882352,0,1272.1628852820427,0,19.187313819882352,0,2194.0197422778906,0]
["1987-06-04",1987,155,{"$f":"VLOOKUP($A523,Rainfall!$D$3:$Q$10959,Hydrology!$D$1,FALSE)","v":4.2999999551999997},{"$f":"MAX((D523-'Farm data entry'!$D$24)*'Farm data entry'!$D$23,0)*10*'Farm data entry'!$D$10","v":43.699999148799989},{"$f":"AND(C523>='Farm data entry'!$E$15,Hydrology!C523<='Farm data entry'!$E$16)","v":true},43.699999148799989,{"$f":"VLOOKUP($A523,ETo!$A$3:$N$10959,Hydrology!$D$1,FALSE)","v":2.3817819999999998},{"$f":"(H523*'Farm data entry'!$D$25)","v":1.6672473999999997},{"$f":"kc(C523,Kc!$E$9:$H$9,Kc!$I$9:$K$9)","v":0.58529411764705885},0.97583009588235281,{"$f":"K523*10*'Farm data entry'!$E$22","v":19.516601917647055},{"$f":"(L523*'Farm data entry'!$D$14)","v":2.9274902876470583},22.444092205294112,22.444092205294112,0,437.01208104256443,0,22.444092205294112,0,1293.4187922255487,0,22.444092205294112,0,2215.2756492213966,0]
["1987-06-05",1987,156,{"$f":"VLOOKUP($A524,Rainfall!$D$3:$Q$10959,Hydrology!$D$1,FALSE)","v":6.2999997695999994},{"$f":"MAX((D524-'Farm data entry'!$D$24)*'Farm data entry'!$D$23,0)*10*'Farm data entry'!$D$10","v":81.699995622399996},{"$f":"AND(C524>='Farm data entry'!$E$15,Hydrology!C524<='Farm data entry'!$E$16)","v":true},81.699995622399996,{"$f":"VLOOKUP($A524,ETo!$A$3:$N$10959,Hydrology!$D$1,FALSE)","v":1.5483127999999999},{"$f":"(H524*'Farm data entry'!$D$25)","v":1.0838189599999999},{"$f":"kc(C524,Kc!$E$9:$H$9,Kc!$I$9:$K$9)","v":0.58823529411764708},0.63754056470588227,{"$f":"K524*10*'Farm data entry'!$E$22","v":12.750811294117646},{"$f":"(L524*'Farm data entry'!$D$14)","v":1.9126216941176468},14.663432988235293,14.663432988235293,0,504.04864367672917,0,14.663432988235293,0,1360.4553548597132,0,14.663432988235293,0,2282.3122118555611,0]
["1987-06-06",1987,157,{"$f":"VLOOKUP($A525,Rainfall!$D$3:$Q$10959,Hydrology!$D$1,FALSE)","v":0.79999997760000008},{"$f":"MAX((D525-'Farm data entry'!$D$24)*'Farm data entry'!$D$23,0)*10*'Farm data entry'!$D$10","v":0},{"$f":"AND(C525>='Farm data entry'!$E$15,Hydrology!C525<='Farm data entry'!$E$16)","v":true},0,{"$f":"VLOOKUP($A525,ETo!$A$3:$N$10959,Hydrology!$D$1,FALSE)","v":3.1368095999999999},{"$f":"(H525*'Farm data entry'!$D$25)","v":2.1957667199999999},{"$f":"kc(C525,Kc!$E$9:$H$9,Kc!$I$9:$K$9)","v":0.5911764705882353},1.2980856197647059,{"$f":"K525*10*'Farm data entry'!$E$22","v":25.961712395294118},{"$f":"(L525*'Farm data entry'!$D$14)","v":3.8942568592941176},29.855969254588235,29.855969254588235,0,474.19267442214095,0,29.855969254588235,0,1330.599385605125,0,29.855969254588235,0,2252.4562426009729,0]
["1987-06-07",1987,158,{"$f":"VLOOKUP($A526,Rainfall!$D$3:$Q$10959,Hydrology!$D$1,FALSE)","v":1.5999999552000002},{"$f":"MAX((D526-'Farm data entry'!$D$24)*'Farm data entry'!$D$23,0)*10*'Farm data entry'!$D$10","v":0},{"$f":"AND(C526>='Farm data entry'!$E$15,Hydrology!C526<='Farm data entry'!$E$16)","v":true},0,{"$f":"VLOOKUP($A526,ETo!$A$3:$N$10959,Hydrology!$D$1,FALSE)","v":2.817345},{"$f":"(H526*'Farm data entry'!$D$25)","v":1.9721414999999998},{"$f":"kc(C526,Kc!$E$9:$H$9,Kc!$I$9:$K$9)","v":0.59411764705882353},1.1716840676470588,{"$f":"K526*10*'Farm data entry'!$E$22","v":23.433681352941175},{"$f":"(L526*'Farm data entry'!$D$14)","v":3.5150522029411762},26.948733555882352,26.948733555882352,0,447.24394086625858,0,26.948733555882352,0,1303.6506520492426,0,26.948733555882352,0,2225.5075090450905,0]
["1987-06-08",1987,159,{"$f":"VLOOKUP($A527,Rainfall!$D$3:$Q$10959,Hydrology!$D$1,FALSE)","v":7.8999998976000008},{"$f":"MAX((D527-'Farm data entry'!$D$24)*'Farm data entry'!$D$23,0)*10*'Farm data entry'!$D$10","v":112.0999980544},{"$f":"AND(C527>='Farm data entry'!$E$15,Hydrology!C527<='Farm data entry'!$E$16)","v":true},112.0999980544,{"$f":"VLOOKUP($A527,ETo!$A$3:$N$10959,Hydrology!$D$1,FALSE)","v":1.5004226000000001},{"$f":"(H527*'Farm data entry'!$D$25)","v":1.0502958199999999},{"$f":"kc(C527,Kc!$E$9:$H$9,Kc!$I$9:$K$9)","v":0.59705882352941175},0.62708838664705879,{"$f":"K527*10*'Farm data entry'!$E$22","v":12.541767732941176},{"$f":"(L527*'Farm data entry'!$D$14)","v":1.8812651599411763},14.423032892882352,14.423032892882352,0,544.92090602777625,0,14.423032892882352,0,1401.3276172107603,0,14.423032892882352,0,2323.1844742066082,0]
["1987-06-09",1987,160,{"$f":"VLOOKUP($A528,Rainfall!$D$3:$Q$10959,Hydrology!$D$1,FALSE)","v":4.999999968},{"$f":"MAX((D528-'Farm data entry'!$D$24)*'Farm data entry'!$D$23,0)*10*'Farm data entry'!$D$10","v":56.999999391999992},{"$f":"AND(C528>='Farm data entry'!$E$15,Hydrology!C528<='Farm data entry'!$E$16)","v":true},56.999999391999992,{"$f":"VLOOKUP($A528,ETo!$A$3:$N$10959,Hydrology!$D$1,FALSE)","v":1.3979676999999999},{"$f":"(H528*'Farm data entry'!$D$25)","v":0.97857738999999988},{"$f":"kc(C528,Kc!$E$9:$H$9,Kc!$I$9:$K$9)","v":0.60000000000000009},0.58714643399999999,{"$f":"K528*10*'Farm data entry'!$E$22","v":11.74292868},{"$f":"(L528*'Farm data entry'!$D$14)","v":1.7614393020000001},13.504367982,13.504367982,0,588.41653743777624,0,13.504367982,0,1444.8232486207603,0,13.504367982,0,2366.6801056166082,0]
["1987-06-10",1987,161,{"$f":"VLOOKUP($A529,Rainfall!$D$3:$Q$10959,Hydrology!$D$1,FALSE)","v":12.200000544},{"$f":"MAX((D529-'Farm data entry'!$D$24)*'Farm data entry'!$D$23,0)*10*'Farm data entry'!$D$10","v":193.80001033599999},{"$f":"AND(C529>='Farm data entry'!$E$15,Hydrology!C529<='Farm data entry'!$E$16)","v":true},193.80001033599999,{"$f":"VLOOKUP($A529,ETo!$A$3:$N$10959,Hydrology!$D$1,FALSE)","v":2.3250164999999998},{"$f":"(H529*'Farm data entry'!$D$25)","v":1.6275115499999997},{"$f":"kc(C529,Kc!$E$9:$H$9,Kc!$I$9:$K$9)","v":0.6029411764705882},0.98129372867647036,{"$f":"K529*10*'Farm data entry'!$E$22","v":19.625874573529408},{"$f":"(L529*'Farm data entry'!$D$14)","v":2.9438811860294112},22.56975575955882,22.56975575955882,0,759.64679201421745,0,22.56975575955882,0,1616.0535031972015,0,22.56975575955882,0,2537.9103601930492,0]
["1987-06-11",1987,162,{"$f":"VLOOKUP($A530,Rainfall!$D$3:$Q$10959,Hydrology!$D$1,FALSE)","v":3.0000000672000002},{"$f":"MAX((D530-'Farm data entry'!$D$24)*'Farm data entry'!$D$23,0)*10*'Farm data entry'!$D$10","v":19.000001276800003},{"$f":"AND(C530>='Farm data entry'!$E$15,Hydrology!C530<='Farm data entry'!$E$16)","v":true},19.000001276800003,{"$f":"VLOOKUP($A530,ETo!$A$3:$N$10959,Hydrology!$D$1,FALSE)","v":2.1780900000000001},{"$f":"(H530*'Farm data entry'!$D$25)","v":1.5246629999999999},{"$f":"kc(C530,Kc!$E$9:$H$9,Kc!$I$9:$K$9)","v":0.60588235294117654},0.92376640588235293,{"$f":"K530*10*'Farm data entry'!$E$22","v":18.475328117647059},{"$f":"(L530*'Farm data entry'!$D$14)","v":2.771299217647059},21.246627335294118,21.246627335294118,0,757.40016595572342,0,21.246627335294118,0,1613.8068771387075,0,21.246627335294118,0,2535.6637341345549,0]
["1987-06-12",1987,163,{"$f":"VLOOKUP($A531,Rainfall!$D$3:$Q$10959,Hydrology!$D$1,FALSE)","v":0},{"$f":"MAX((D531-'Farm data entry'!$D$24)*'Farm data entry'!$D$23,0)*10*'Farm data entry'!$D$10","v":0},{"$f":"AND(C531>='Farm data entry'!$E$15,Hydrology!C531<='Farm data entry'!$E$16)","v":true},0,{"$f":"VLOOKUP($A531,ETo!$A$3:$N$10959,Hydrology!$D$1,FALSE)","v":2.8368660000000001},{"$f":"(H531*'Farm data entry'!$D$25)","v":1.9858061999999999},{"$f":"kc(C531,Kc!$E$9:$H$9,Kc!$I$9:$K$9)","v":0.60882352941176465},1.2090055394117645,{"$f":"K531*10*'Farm data entry'!$E$22","v":24.180110788235289},{"$f":"(L531*'Farm data entry'!$D$14)","v":3.6270166182352934},27.807127406470585,27.807127406470585,0,729.59303854925281,0,27.807127406470585,0,1585.999749732237,0,27.807127406470585,0,2507.8566067280844,0]
["1987-06-13",1987,164,{"$f":"VLOOKUP($A532,Rainfall!$D$3:$Q$10959,Hydrology!$D$1,FALSE)","v":7.6999999680000002},{"$f":"MAX((D532-'Farm data entry'!$D$24)*'Farm data entry'!$D$23,0)*10*'Farm data entry'!$D$10","v":108.299999392},{"$f":"AND(C532>='Farm data entry'!$E$15,Hydrology!C532<='Farm data entry'!$E$16)","v":true},108.299999392,{"$f":"VLOOKUP($A532,ETo!$A$3:$N$10959,Hydrology!$D$1,FALSE)","v":1.8900726000000001},{"$f":"(H532*'Farm data entry'!$D$25)","v":1.32305082},{"$f":"kc(C532,Kc!$E$9:$H$9,Kc!$I$9:$K$9)","v":0.61176470588235299},0.80939579576470588,{"$f":"K532*10*'Farm data entry'!$E$22","v":16.187915915294116},{"$f":"(L532*'Farm data entry'!$D$14)","v":2.4281873872941175},18.616103302588233,18.616103302588233,0,819.27693463866456,0,18.616103302588233,0,1675.6836458216487,0,18.616103302588233,0,2597.540502817496,0]
["1987-06-14",1987,165,{"$f":"VLOOKUP($A533,Rainfall!$D$3:$Q$10959,Hydrology!$D$1,FALSE)","v":9.9999999360000008E-2},{"$f":"MAX((D533-'Farm data entry'!$D$24)*'Farm data entry'!$D$23,0)*10*'Farm data entry'!$D$10","v":0},{"$f":"AND(C533>='Farm data entry'!$E$15,Hydrology!C533<='Farm data entry'!$E$16)","v":true},0,{"$f":"VLOOKUP($A533,ETo!$A$3:$N$10959,Hydrology!$D$1,FALSE)","v":2.5348575000000002},{"$f":"(H533*'Farm data entry'!$D$25)","v":1.77440025},{"$f":"kc(C533,Kc!$E$9:$H$9,Kc!$I$9:$K$9)","v":0.61470588235294121},1.0907342713235295,{"$f":"K533*10*'Farm data entry'!$E$22","v":21.814685426470589},{"$f":"(L533*'Farm data entry'!$D$14)","v":3.2722028139705883},25.086888240441176,25.086888240441176,0,794.19004639822333,0,25.086888240441176,0,1650.5967575812076,0,25.086888240441176,0,2572.4536145770549,0]
["1987-06-15",1987,166,{"$f":"VLOOKUP($A534,Rainfall!$D$3:$Q$10959,Hydrology!$D$1,FALSE)","v":0},{"$f":"MAX((D534-'Farm data entry'!$D$24)*'Farm data entry'!$D$23,0)*10*'Farm data entry'!$D$10","v":0},{"$f":"AND(C534>='Farm data entry'!$E$15,Hydrology!C534<='Farm data entry'!$E$16)","v":true},0,{"$f":"VLOOKUP($A534,ETo!$A$3:$N$10959,Hydrology!$D$1,FALSE)","v":1.8779984000000001},{"$f":"(H534*'Farm data entry'!$D$25)","v":1.3145988799999999},{"$f":"kc(C534,Kc!$E$9:$H$9,Kc!$I$9:$K$9)","v":0.61764705882352944},0.81195813176470588,{"$f":"K534*10*'Farm data entry'!$E$22","v":16.239162635294118},{"$f":"(L534*'Farm data entry'!$D$14)","v":2.4358743952941175},18.675037030588236,18.675037030588236,0,775.51500936763512,0,18.675037030588236,0,1631.9217205506193,0,18.675037030588236,0,2553.7785775464667,0]
["1987-06-16",1987,167,{"$f":"VLOOKUP($A535,Rainfall!$D$3:$Q$10959,Hydrology!$D$1,FALSE)","v":2.4000000192000002},{"$f":"MAX((D535-'Farm data entry'!$D$24)*'Farm data entry'!$D$23,0)*10*'Farm data entry'!$D$10","v":7.6000003648000023},{"$f":"AND(C535>='Farm data entry'!$E$15,Hydrology!C535<='Farm data entry'!$E$16)","v":true},7.6000003648000023,{"$f":"VLOOKUP($A535,ETo!$A$3:$N$10959,Hydrology!$D$1,FALSE)","v":2.6561327000000001},{"$f":"(H535*'Farm data entry'!$D$25)","v":1.8592928899999999},{"$f":"kc(C535,Kc!$E$9:$H$9,Kc!$I$9:$K$9)","v":0.62058823529411766},1.1538552934999999,{"$f":"K535*10*'Farm data entry'!$E$22","v":23.077105869999997},{"$f":"(L535*'Farm data entry'!$D$14)","v":3.4615658804999994},26.538671750499997,26.538671750499997,0,756.57633798193513,0,26.538671750499997,0,1612.9830491649193,0,26.538671750499997,0,2534.839906160767,0]
["1987-06-17",1987,168,{"$f":"VLOOKUP($A536,Rainfall!$D$3:$Q$10959,Hydrology!$D$1,FALSE)","v":3.0999998592},{"$f":"MAX((D536-'Farm data entry'!$D$24)*'Farm data entry'!$D$23,0)*10*'Farm data entry'!$D$10","v":20.899997324799998},{"$f":"AND(C536>='Farm data entry'!$E$15,Hydrology!C536<='Farm data entry'!$E$16)","v":true},20.899997324799998,{"$f":"VLOOKUP($A536,ETo!$A$3:$N$10959,Hydrology!$D$1,FALSE)","v":1.5892455999999999},{"$f":"(H536*'Farm data entry'!$D$25)","v":1.1124719199999999},{"$f":"kc(C536,Kc!$E$9:$H$9,Kc!$I$9:$K$9)","v":0.62352941176470589},0.69365896188235288,{"$f":"K536*10*'Farm data entry'!$E$22","v":13.873179237647058},{"$f":"(L536*'Farm data entry'!$D$14)","v":2.0809768856470585},15.954156123294116,15.954156123294116,0,761.52217918344104,0,15.954156123294116,0,1617.9288903664253,0,15.954156123294116,0,2539.785747362273,0]
["1987-06-18",1987,169,{"$f":"VLOOKUP($A537,Rainfall!$D$3:$Q$10959,Hydrology!$D$1,FALSE)","v":5.2000000704000007},{"$f":"MAX((D537-'Farm data entry'!$D$24)*'Farm data entry'!$D$23,0)*10*'Farm data entry'!$D$10","v":60.800001337600015},{"$f":"AND(C537>='Farm data entry'!$E$15,Hydrology!C537<='Farm data entry'!$E$16)","v":true},60.800001337600015,{"$f":"VLOOKUP($A537,ETo!$A$3:$N$10959,Hydrology!$D$1,FALSE)","v":2.5044944},{"$f":"(H537*'Farm data entry'!$D$25)","v":1.7531460799999998},{"$f":"kc(C537,Kc!$E$9:$H$9,Kc!$I$9:$K$9)","v":0.62647058823529411},1.0982944559999999,{"$f":"K537*10*'Farm data entry'!$E$22","v":21.965889119999996},{"$f":"(L537*'Farm data entry'!$D$14)","v":3.2948833679999994},25.260772487999997,25.260772487999997,0,797.06140803304106,0,25.260772487999997,0,1653.4681192160253,0,25.260772487999997,0,2575.324976211873,0]
["1987-06-19",1987,170,{"$f":"VLOOKUP($A538,Rainfall!$D$3:$Q$10959,Hydrology!$D$1,FALSE)","v":2.4000000192000002},{"$f":"MAX((D538-'Farm data entry'!$D$24)*'Farm data entry'!$D$23,0)*10*'Farm data entry'!$D$10","v":7.6000003648000023},{"$f":"AND(C538>='Farm data entry'!$E$15,Hydrology!C538<='Farm data entry'!$E$16)","v":true},7.6000003648000023,{"$f":"VLOOKUP($A538,ETo!$A$3:$N$10959,Hydrology!$D$1,FALSE)","v":0.57466790000000001},{"$f":"(H538*'Farm data entry'!$D$25)","v":0.40226752999999998},{"$f":"kc(C538,Kc!$E$9:$H$9,Kc!$I$9:$K$9)","v":0.62941176470588234},0.25319191594117646,{"$f":"K538*10*'Farm data entry'!$E$22","v":5.063838318823529},{"$f":"(L538*'Farm data entry'!$D$14)","v":0.75957574782352932},5.8234140666470582,5.8234140666470582,0,798.83799433119407,0,5.8234140666470582,0,1655.2447055141783,0,5.8234140666470582,0,2577.1015625100258,0]
["1987-06-20",1987,171,{"$f":"VLOOKUP($A539,Rainfall!$D$3:$Q$10959,Hydrology!$D$1,FALSE)","v":0.30000000671999999},{"$f":"MAX((D539-'Farm data entry'!$D$24)*'Farm data entry'!$D$23,0)*10*'Farm data entry'!$D$10","v":0},{"$f":"AND(C539>='Farm data entry'!$E$15,Hydrology!C539<='Farm data entry'!$E$16)","v":true},0,{"$f":"VLOOKUP($A539,ETo!$A$3:$N$10959,Hydrology!$D$1,FALSE)","v":3.2424466999999999},{"$f":"(H539*'Farm data entry'!$D$25)","v":2.26971269},{"$f":"kc(C539,Kc!$E$9:$H$9,Kc!$I$9:$K$9)","v":0.63235294117647056},1.4352594951470588,{"$f":"K539*10*'Farm data entry'!$E$22","v":28.705189902941175},{"$f":"(L539*'Farm data entry'!$D$14)","v":4.3057784854411763},33.010968388382352,33.010968388382352,0,765.8270259428117,0,33.010968388382352,0,1622.2337371257961,0,33.010968388382352,0,2544.0905941216433,0]
["1987-06-21",1987,172,{"$f":"VLOOKUP($A540,Rainfall!$D$3:$Q$10959,Hydrology!$D$1,FALSE)","v":0},{"$f":"MAX((D540-'Farm data entry'!$D$24)*'Farm data entry'!$D$23,0)*10*'Farm data entry'!$D$10","v":0},{"$f":"AND(C540>='Farm data entry'!$E$15,Hydrology!C540<='Farm data entry'!$E$16)","v":true},0,{"$f":"VLOOKUP($A540,ETo!$A$3:$N$10959,Hydrology!$D$1,FALSE)","v":2.6458051},{"$f":"(H540*'Farm data entry'!$D$25)","v":1.8520635699999999},{"$f":"kc(C540,Kc!$E$9:$H$9,Kc!$I$9:$K$9)","v":0.63529411764705879},1.1766050915294117,{"$f":"K540*10*'Farm data entry'!$E$22","v":23.532101830588235},{"$f":"(L540*'Farm data entry'!$D$14)","v":3.5298152745882354},27.06191710517647,27.06191710517647,0,738.76510883763524,0,27.06191710517647,0,1595.1718200206196,0,27.06191710517647,0,2517.0286770164666,0]
["1987-06-22",1987,173,{"$f":"VLOOKUP($A541,Rainfall!$D$3:$Q$10959,Hydrology!$D$1,FALSE)","v":0.70000001280000002},{"$f":"MAX((D541-'Farm data entry'!$D$24)*'Farm data entry'!$D$23,0)*10*'Farm data entry'!$D$10","v":0},{"$f":"AND(C541>='Farm data entry'!$E$15,Hydrology!C541<='Farm data entry'!$E$16)","v":true},0,{"$f":"VLOOKUP($A541,ETo!$A$3:$N$10959,Hydrology!$D$1,FALSE)","v":1.8553993},{"$f":"(H541*'Farm data entry'!$D$25)","v":1.2987795099999999},{"$f":"kc(C541,Kc!$E$9:$H$9,Kc!$I$9:$K$9)","v":0.63823529411764701},0.82892692255882339,{"$f":"K541*10*'Farm data entry'!$E$22","v":16.578538451176467},{"$f":"(L541*'Farm data entry'!$D$14)","v":2.4867807676764699},19.065319218852938,19.065319218852938,0,719.69978961878235,0,19.065319218852938,0,1576.1065008017667,0,19.065319218852938,0,2497.9633577976138,0]
["1987-06-23",1987,174,{"$f":"VLOOKUP($A542,Rainfall!$D$3:$Q$10959,Hydrology!$D$1,FALSE)","v":0.49999999680000001},{"$f":"MAX((D542-'Farm data entry'!$D$24)*'Farm data entry'!$D$23,0)*10*'Farm data entry'!$D$10","v":0},{"$f":"AND(C542>='Farm data entry'!$E$15,Hydrology!C542<='Farm data entry'!$E$16)","v":true},0,{"$f":"VLOOKUP($A542,ETo!$A$3:$N$10959,Hydrology!$D$1,FALSE)","v":1.6060821000000001},{"$f":"(H542*'Farm data entry'!$D$25)","v":1.1242574699999999},{"$f":"kc(C542,Kc!$E$9:$H$9,Kc!$I$9:$K$9)","v":0.64117647058823524},0.72084743664705864,{"$f":"K542*10*'Farm data entry'!$E$22","v":14.416948732941172},{"$f":"(L542*'Farm data entry'!$D$14)","v":2.1625423099411756},16.579491042882349,16.579491042882349,0,703.12029857590005,0,16.579491042882349,0,1559.5270097588843,0,16.579491042882349,0,2481.3838667547316,0]
["1987-06-24",1987,175,{"$f":"VLOOKUP($A543,Rainfall!$D$3:$Q$10959,Hydrology!$D$1,FALSE)","v":1.7000000927999999},{"$f":"MAX((D543-'Farm data entry'!$D$24)*'Farm data entry'!$D$23,0)*10*'Farm data entry'!$D$10","v":0},{"$f":"AND(C543>='Farm data entry'!$E$15,Hydrology!C543<='Farm data entry'!$E$16)","v":true},0,{"$f":"VLOOKUP($A543,ETo!$A$3:$N$10959,Hydrology!$D$1,FALSE)","v":2.9388282000000001},{"$f":"(H543*'Farm data entry'!$D$25)","v":2.05717974},{"$f":"kc(C543,Kc!$E$9:$H$9,Kc!$I$9:$K$9)","v":0.64411764705882346},1.3250657737058822,{"$f":"K543*10*'Farm data entry'!$E$22","v":26.501315474117643},{"$f":"(L543*'Farm data entry'!$D$14)","v":3.9751973211176463},30.476512795235291,30.476512795235291,0,672.64378578066476,0,30.476512795235291,0,1529.050496963649,0,30.476512795235291,0,2450.9073539594965,0]
["1987-06-25",1987,176,{"$f":"VLOOKUP($A544,Rainfall!$D$3:$Q$10959,Hydrology!$D$1,FALSE)","v":1.3000000176000002},{"$f":"MAX((D544-'Farm data entry'!$D$24)*'Farm data entry'!$D$23,0)*10*'Farm data entry'!$D$10","v":0},{"$f":"AND(C544>='Farm data entry'!$E$15,Hydrology!C544<='Farm data entry'!$E$16)","v":true},0,{"$f":"VLOOKUP($A544,ETo!$A$3:$N$10959,Hydrology!$D$1,FALSE)","v":0.43755129999999998},{"$f":"(H544*'Farm data entry'!$D$25)","v":0.30628590999999994},{"$f":"kc(C544,Kc!$E$9:$H$9,Kc!$I$9:$K$9)","v":0.6470588235294118},0.19818500058823527,{"$f":"K544*10*'Farm data entry'!$E$22","v":3.9637000117647054},{"$f":"(L544*'Farm data entry'!$D$14)","v":0.59455500176470577},4.5582550135294113,4.5582550135294113,0,668.08553076713531,0,4.5582550135294113,0,1524.4922419501197,0,4.5582550135294113,0,2446.3490989459669,0]
["1987-06-26",1987,177,{"$f":"VLOOKUP($A545,Rainfall!$D$3:$Q$10959,Hydrology!$D$1,FALSE)","v":0},{"$f":"MAX((D545-'Farm data entry'!$D$24)*'Farm data entry'!$D$23,0)*10*'Farm data entry'!$D$10","v":0},{"$f":"AND(C545>='Farm data entry'!$E$15,Hydrology!C545<='Farm data entry'!$E$16)","v":true},0,{"$f":"VLOOKUP($A545,ETo!$A$3:$N$10959,Hydrology!$D$1,FALSE)","v":2.1863453000000002},{"$f":"(H545*'Farm data entry'!$D$25)","v":1.5304417100000001},{"$f":"kc(C545,Kc!$E$9:$H$9,Kc!$I$9:$K$9)","v":0.65},0.9947871115000001,{"$f":"K545*10*'Farm data entry'!$E$22","v":19.895742230000003},{"$f":"(L545*'Farm data entry'!$D$14)","v":2.9843613345000004},22.880103564500004,22.880103564500004,0,645.20542720263529,0,22.880103564500004,0,1501.6121383856198,0,22.880103564500004,0,2423.4689953814668,0]
["1987-06-27",1987,178,{"$f":"VLOOKUP($A546,Rainfall!$D$3:$Q$10959,Hydrology!$D$1,FALSE)","v":0},{"$f":"MAX((D546-'Farm data entry'!$D$24)*'Farm data entry'!$D$23,0)*10*'Farm data entry'!$D$10","v":0},{"$f":"AND(C546>='Farm data entry'!$E$15,Hydrology!C546<='Farm data entry'!$E$16)","v":true},0,{"$f":"VLOOKUP($A546,ETo!$A$3:$N$10959,Hydrology!$D$1,FALSE)","v":1.5705028999999999},{"$f":"(H546*'Farm data entry'!$D$25)","v":1.0993520299999999},{"$f":"kc(C546,Kc!$E$9:$H$9,Kc!$I$9:$K$9)","v":0.65294117647058825},0.71781220782352939,{"$f":"K546*10*'Farm data entry'!$E$22","v":14.356244156470588},{"$f":"(L546*'Farm data entry'!$D$14)","v":2.1534366234705882},16.509680779941178,16.509680779941178,0,628.69574642269413,0,16.509680779941178,0,1485.1024576056786,0,16.509680779941178,0,2406.9593146015254,0]
["1987-06-28",1987,179,{"$f":"VLOOKUP($A547,Rainfall!$D$3:$Q$10959,Hydrology!$D$1,FALSE)","v":0},{"$f":"MAX((D547-'Farm data entry'!$D$24)*'Farm data entry'!$D$23,0)*10*'Farm data entry'!$D$10","v":0},{"$f":"AND(C547>='Farm data entry'!$E$15,Hydrology!C547<='Farm data entry'!$E$16)","v":true},0,{"$f":"VLOOKUP($A547,ETo!$A$3:$N$10959,Hydrology!$D$1,FALSE)","v":2.3987645999999998},{"$f":"(H547*'Farm data entry'!$D$25)","v":1.6791352199999998},{"$f":"kc(C547,Kc!$E$9:$H$9,Kc!$I$9:$K$9)","v":0.65588235294117647},1.1013151589999999,{"$f":"K547*10*'Farm data entry'!$E$22","v":22.026303179999999},{"$f":"(L547*'Farm data entry'!$D$14)","v":3.3039454769999996},25.330248656999999,25.330248656999999,0,603.36549776569416,0,25.330248656999999,0,1459.7722089486786,0,25.330248656999999,0,2381.6290659445253,0]
["1987-06-29",1987,180,{"$f":"VLOOKUP($A548,Rainfall!$D$3:$Q$10959,Hydrology!$D$1,FALSE)","v":0},{"$f":"MAX((D548-'Farm data entry'!$D$24)*'Farm data entry'!$D$23,0)*10*'Farm data entry'!$D$10","v":0},{"$f":"AND(C548>='Farm data entry'!$E$15,Hydrology!C548<='Farm data entry'!$E$16)","v":true},0,{"$f":"VLOOKUP($A548,ETo!$A$3:$N$10959,Hydrology!$D$1,FALSE)","v":3.6018235999999999},{"$f":"(H548*'Farm data entry'!$D$25)","v":2.5212765199999998},{"$f":"kc(C548,Kc!$E$9:$H$9,Kc!$I$9:$K$9)","v":0.6588235294117647},1.6610762955294116,{"$f":"K548*10*'Farm data entry'!$E$22","v":33.221525910588234},{"$f":"(L548*'Farm data entry'!$D$14)","v":4.9832288865882353},38.20475479717647,38.20475479717647,0,565.16074296851764,0,38.20475479717647,0,1421.567454151502,0,38.20475479717647,0,2343.4243111473488,0]
["1987-06-30",1987,181,{"$f":"VLOOKUP($A549,Rainfall!$D$3:$Q$10959,Hydrology!$D$1,FALSE)","v":0},{"$f":"MAX((D549-'Farm data entry'!$D$24)*'Farm data entry'!$D$23,0)*10*'Farm data entry'!$D$10","v":0},{"$f":"AND(C549>='Farm data entry'!$E$15,Hydrology!C549<='Farm data entry'!$E$16)","v":true},0,{"$f":"VLOOKUP($A549,ETo!$A$3:$N$10959,Hydrology!$D$1,FALSE)","v":3.8686935999999998},{"$f":"(H549*'Farm data entry'!$D$25)","v":2.7080855199999996},{"$f":"kc(C549,Kc!$E$9:$H$9,Kc!$I$9:$K$9)","v":0.66176470588235292},1.7921154176470584,{"$f":"K549*10*'Farm data entry'!$E$22","v":35.842308352941167},{"$f":"(L549*'Farm data entry'!$D$14)","v":5.3763462529411745},41.218654605882342,41.218654605882342,0,523.94208836263533,0,41.218654605882342,0,1380.3487995456196,0,41.218654605882342,0,2302.2056565414664,0]
["1987-07-01",1987,182,{"$f":"VLOOKUP($A550,Rainfall!$D$3:$Q$10959,Hydrology!$D$1,FALSE)","v":0},{"$f":"MAX((D550-'Farm data entry'!$D$24)*'Farm data entry'!$D$23,0)*10*'Farm data entry'!$D$10","v":0},{"$f":"AND(C550>='Farm data entry'!$E$15,Hydrology!C550<='Farm data entry'!$E$16)","v":true},0,{"$f":"VLOOKUP($A550,ETo!$A$3:$N$10959,Hydrology!$D$1,FALSE)","v":3.6558392},{"$f":"(H550*'Farm data entry'!$D$25)","v":2.5590874399999999},{"$f":"kc(C550,Kc!$E$9:$H$9,Kc!$I$9:$K$9)","v":0.66470588235294115},1.7010404748235293,{"$f":"K550*10*'Farm data entry'!$E$22","v":34.020809496470584},{"$f":"(L550*'Farm data entry'!$D$14)","v":5.1031214244705874},39.12393092094117,39.12393092094117,0,484.81815744169415,0,39.12393092094117,0,1341.2248686246785,0,39.12393092094117,0,2263.081725620525,0]
["1987-07-02",1987,183,{"$f":"VLOOKUP($A551,Rainfall!$D$3:$Q$10959,Hydrology!$D$1,FALSE)","v":0},{"$f":"MAX((D551-'Farm data entry'!$D$24)*'Farm data entry'!$D$23,0)*10*'Farm data entry'!$D$10","v":0},{"$f":"AND(C551>='Farm data entry'!$E$15,Hydrology!C551<='Farm data entry'!$E$16)","v":true},0,{"$f":"VLOOKUP($A551,ETo!$A$3:$N$10959,Hydrology!$D$1,FALSE)","v":3.1756456000000002},{"$f":"(H551*'Farm data entry'!$D$25)","v":2.2229519199999999},{"$f":"kc(C551,Kc!$E$9:$H$9,Kc!$I$9:$K$9)","v":0.66764705882352937},1.4841473112941175,{"$f":"K551*10*'Farm data entry'!$E$22","v":29.68294622588235},{"$f":"(L551*'Farm data entry'!$D$14)","v":4.4524419338823522},34.135388159764702,34.135388159764702,0,450.68276928192944,0,34.135388159764702,0,1307.0894804649138,0,34.135388159764702,0,2228.9463374607603,0]
["1987-07-03",1987,184,{"$f":"VLOOKUP($A552,Rainfall!$D$3:$Q$10959,Hydrology!$D$1,FALSE)","v":0},{"$f":"MAX((D552-'Farm data entry'!$D$24)*'Farm data entry'!$D$23,0)*10*'Farm data entry'!$D$10","v":0},{"$f":"AND(C552>='Farm data entry'!$E$15,Hydrology!C552<='Farm data entry'!$E$16)","v":true},0,{"$f":"VLOOKUP($A552,ETo!$A$3:$N$10959,Hydrology!$D$1,FALSE)","v":3.887184},{"$f":"(H552*'Farm data entry'!$D$25)","v":2.7210288},{"$f":"kc(C552,Kc!$E$9:$H$9,Kc!$I$9:$K$9)","v":0.67058823529411771},1.8246899011764708,{"$f":"K552*10*'Farm data entry'!$E$22","v":36.493798023529415},{"$f":"(L552*'Farm data entry'!$D$14)","v":5.4740697035294117},41.967867727058824,41.967867727058824,0,408.71490155487061,0,41.967867727058824,0,1265.121612737855,0,41.967867727058824,0,2186.9784697337013,0]
["1987-07-04",1987,185,{"$f":"VLOOKUP($A553,Rainfall!$D$3:$Q$10959,Hydrology!$D$1,FALSE)","v":0},{"$f":"MAX((D553-'Farm data entry'!$D$24)*'Farm data entry'!$D$23,0)*10*'Farm data entry'!$D$10","v":0},{"$f":"AND(C553>='Farm data entry'!$E$15,Hydrology!C553<='Farm data entry'!$E$16)","v":true},0,{"$f":"VLOOKUP($A553,ETo!$A$3:$N$10959,Hydrology!$D$1,FALSE)","v":4.0747413999999997},{"$f":"(H553*'Farm data entry'!$D$25)","v":2.8523189799999997},{"$f":"kc(C553,Kc!$E$9:$H$9,Kc!$I$9:$K$9)","v":0.67352941176470593},1.9211207247647057,{"$f":"K553*10*'Farm data entry'!$E$22","v":38.422414495294113},{"$f":"(L553*'Farm data entry'!$D$14)","v":5.7633621742941168},44.185776669588229,44.185776669588229,0,364.52912488528239,0,44.185776669588229,0,1220.9358360682668,0,44.185776669588229,0,2142.7926930641129,0]
["1987-07-05",1987,186,{"$f":"VLOOKUP($A554,Rainfall!$D$3:$Q$10959,Hydrology!$D$1,FALSE)","v":0},{"$f":"MAX((D554-'Farm data entry'!$D$24)*'Farm data entry'!$D$23,0)*10*'Farm data entry'!$D$10","v":0},{"$f":"AND(C554>='Farm data entry'!$E$15,Hydrology!C554<='Farm data entry'!$E$16)","v":true},0,{"$f":"VLOOKUP($A554,ETo!$A$3:$N$10959,Hydrology!$D$1,FALSE)","v":4.3517565999999999},{"$f":"(H554*'Farm data entry'!$D$25)","v":3.0462296199999996},{"$f":"kc(C554,Kc!$E$9:$H$9,Kc!$I$9:$K$9)","v":0.67647058823529416},2.0606847429411763,{"$f":"K554*10*'Farm data entry'!$E$22","v":41.21369485882353},{"$f":"(L554*'Farm data entry'!$D$14)","v":6.182054228823529},47.395749087647062,47.395749087647062,0,317.13337579763532,0,47.395749087647062,0,1173.5400869806197,0,47.395749087647062,0,2095.396943976466,0]
["1987-07-06",1987,187,{"$f":"VLOOKUP($A555,Rainfall!$D$3:$Q$10959,Hydrology!$D$1,FALSE)","v":0},{"$f":"MAX((D555-'Farm data entry'!$D$24)*'Farm data entry'!$D$23,0)*10*'Farm data entry'!$D$10","v":0},{"$f":"AND(C555>='Farm data entry'!$E$15,Hydrology!C555<='Farm data entry'!$E$16)","v":true},0,{"$f":"VLOOKUP($A555,ETo!$A$3:$N$10959,Hydrology!$D$1,FALSE)","v":3.4643416},{"$f":"(H555*'Farm data entry'!$D$25)","v":2.4250391199999997},{"$f":"kc(C555,Kc!$E$9:$H$9,Kc!$I$9:$K$9)","v":0.67941176470588238},1.6476001079999998,{"$f":"K555*10*'Farm data entry'!$E$22","v":32.952002159999992},{"$f":"(L555*'Farm data entry'!$D$14)","v":4.9428003239999985},37.894802483999989,37.894802483999989,0,279.23857331363536,0,37.894802483999989,0,1135.6452844966198,0,37.894802483999989,0,2057.5021414924659,0]
["1987-07-07",1987,188,{"$f":"VLOOKUP($A556,Rainfall!$D$3:$Q$10959,Hydrology!$D$1,FALSE)","v":0},{"$f":"MAX((D556-'Farm data entry'!$D$24)*'Farm data entry'!$D$23,0)*10*'Farm data entry'!$D$10","v":0},{"$f":"AND(C556>='Farm data entry'!$E$15,Hydrology!C556<='Farm data entry'!$E$16)","v":true},0,{"$f":"VLOOKUP($A556,ETo!$A$3:$N$10959,Hydrology!$D$1,FALSE)","v":3.5547795},{"$f":"(H556*'Farm data entry'!$D$25)","v":2.4883456499999999},{"$f":"kc(C556,Kc!$E$9:$H$9,Kc!$I$9:$K$9)","v":0.68235294117647061},1.6979299729411763,{"$f":"K556*10*'Farm data entry'!$E$22","v":33.958599458823528},{"$f":"(L556*'Farm data entry'!$D$14)","v":5.0937899188235294},39.05238937764706,39.05238937764706,0,240.18618393598831,0,39.05238937764706,0,1096.5928951189726,0,39.05238937764706,0,2018.4497521148187,0]
["1987-07-08",1987,189,{"$f":"VLOOKUP($A557,Rainfall!$D$3:$Q$10959,Hydrology!$D$1,FALSE)","v":0},{"$f":"MAX((D557-'Farm data entry'!$D$24)*'Farm data entry'!$D$23,0)*10*'Farm data entry'!$D$10","v":0},{"$f":"AND(C557>='Farm data entry'!$E$15,Hydrology!C557<='Farm data entry'!$E$16)","v":true},0,{"$f":"VLOOKUP($A557,ETo!$A$3:$N$10959,Hydrology!$D$1,FALSE)","v":3.7221096},{"$f":"(H557*'Farm data entry'!$D$25)","v":2.60547672},{"$f":"kc(C557,Kc!$E$9:$H$9,Kc!$I$9:$K$9)","v":0.68529411764705883},1.7855178698823528,{"$f":"K557*10*'Farm data entry'!$E$22","v":35.710357397647059},{"$f":"(L557*'Farm data entry'!$D$14)","v":5.356553609647059},41.066911007294117,41.066911007294117,0,199.11927292869419,0,41.066911007294117,0,1055.5259841116786,0,41.066911007294117,0,1977.3828411075247,0]
["1987-07-09",1987,190,{"$f":"VLOOKUP($A558,Rainfall!$D$3:$Q$10959,Hydrology!$D$1,FALSE)","v":0},{"$f":"MAX((D558-'Farm data entry'!$D$24)*'Farm data entry'!$D$23,0)*10*'Farm data entry'!$D$10","v":0},{"$f":"AND(C558>='Farm data entry'!$E$15,Hydrology!C558<='Farm data entry'!$E$16)","v":true},0,{"$f":"VLOOKUP($A558,ETo!$A$3:$N$10959,Hydrology!$D$1,FALSE)","v":4.0127480000000002},{"$f":"(H558*'Farm data entry'!$D$25)","v":2.8089236},{"$f":"kc(C558,Kc!$E$9:$H$9,Kc!$I$9:$K$9)","v":0.68823529411764706},1.9332003600000001,{"$f":"K558*10*'Farm data entry'!$E$22","v":38.6640072},{"$f":"(L558*'Farm data entry'!$D$14)","v":5.7996010799999995},44.463608280000003,44.463608280000003,0,154.6556646486942,0,44.463608280000003,0,1011.0623758316785,0,44.463608280000003,0,1932.9192328275246,0]
["1987-07-10",1987,191,{"$f":"VLOOKUP($A559,Rainfall!$D$3:$Q$10959,Hydrology!$D$1,FALSE)","v":0},{"$f":"MAX((D559-'Farm data entry'!$D$24)*'Farm data entry'!$D$23,0)*10*'Farm data entry'!$D$10","v":0},{"$f":"AND(C559>='Farm data entry'!$E$15,Hydrology!C559<='Farm data entry'!$E$16)","v":true},0,{"$f":"VLOOKUP($A559,ETo!$A$3:$N$10959,Hydrology!$D$1,FALSE)","v":3.5923731000000001},{"$f":"(H559*'Farm data entry'!$D$25)","v":2.5146611700000001},{"$f":"kc(C559,Kc!$E$9:$H$9,Kc!$I$9:$K$9)","v":0.69117647058823528},1.7380746322058824,{"$f":"K559*10*'Farm data entry'!$E$22","v":34.761492644117652},{"$f":"(L559*'Farm data entry'!$D$14)","v":5.2142238966176473},39.975716540735299,39.975716540735299,0,114.67994810795889,0,39.975716540735299,0,971.0866592909432,0,39.975716540735299,0,1892.9435162867894,0]
["1987-07-11",1987,192,{"$f":"VLOOKUP($A560,Rainfall!$D$3:$Q$10959,Hydrology!$D$1,FALSE)","v":0},{"$f":"MAX((D560-'Farm data entry'!$D$24)*'Farm data entry'!$D$23,0)*10*'Farm data entry'!$D$10","v":0},{"$f":"AND(C560>='Farm data entry'!$E$15,Hydrology!C560<='Farm data entry'!$E$16)","v":true},0,{"$f":"VLOOKUP($A560,ETo!$A$3:$N$10959,Hydrology!$D$1,FALSE)","v":4.2449139999999996},{"$f":"(H560*'Farm data entry'!$D$25)","v":2.9714397999999997},{"$f":"kc(C560,Kc!$E$9:$H$9,Kc!$I$9:$K$9)","v":0.69411764705882351},2.0625288023529409,{"$f":"K560*10*'Farm data entry'!$E$22","v":41.250576047058814},{"$f":"(L560*'Farm data entry'!$D$14)","v":6.1875864070588218},47.438162454117638,47.438162454117638,0,67.241785653841248,0,47.438162454117638,0,923.64849683682553,0,47.438162454117638,0,1845.5053538326717,0]
["1987-07-12",1987,193,{"$f":"VLOOKUP($A561,Rainfall!$D$3:$Q$10959,Hydrology!$D$1,FALSE)","v":0},{"$f":"MAX((D561-'Farm data entry'!$D$24)*'Farm data entry'!$D$23,0)*10*'Farm data entry'!$D$10","v":0},{"$f":"AND(C561>='Farm data entry'!$E$15,Hydrology!C561<='Farm data entry'!$E$16)","v":true},0,{"$f":"VLOOKUP($A561,ETo!$A$3:$N$10959,Hydrology!$D$1,FALSE)","v":3.0847907000000001},{"$f":"(H561*'Farm data entry'!$D$25)","v":2.15935349},{"$f":"kc(C561,Kc!$E$9:$H$9,Kc!$I$9:$K$9)","v":0.69705882352941173},1.5051964033235292,{"$f":"K561*10*'Farm data entry'!$E$22","v":30.103928066470584},{"$f":"(L561*'Farm data entry'!$D$14)","v":4.515589209970587},34.619517276441172,34.619517276441172,0,32.622268377400076,0,34.619517276441172,0,889.02897956038441,0,34.619517276441172,0,1810.8858365562305,0]
["1987-07-13",1987,194,{"$f":"VLOOKUP($A562,Rainfall!$D$3:$Q$10959,Hydrology!$D$1,FALSE)","v":0},{"$f":"MAX((D562-'Farm data entry'!$D$24)*'Farm data entry'!$D$23,0)*10*'Farm data entry'!$D$10","v":0},{"$f":"AND(C562>='Farm data entry'!$E$15,Hydrology!C562<='Farm data entry'!$E$16)","v":true},0,{"$f":"VLOOKUP($A562,ETo!$A$3:$N$10959,Hydrology!$D$1,FALSE)","v":3.4941979999999999},{"$f":"(H562*'Farm data entry'!$D$25)","v":2.4459385999999999},{"$f":"kc(C562,Kc!$E$9:$H$9,Kc!$I$9:$K$9)","v":0.7},1.7121570199999998,{"$f":"K562*10*'Farm data entry'!$E$22","v":34.243140399999994},{"$f":"(L562*'Farm data entry'!$D$14)","v":5.136471059999999},39.379611459999992,32.622268377400076,0,0,6.7573430825999168,39.379611459999992,0,849.64936810038444,0,39.379611459999992,0,1771.5062250962305,0]
["1987-07-14",1987,195,{"$f":"VLOOKUP($A563,Rainfall!$D$3:$Q$10959,Hydrology!$D$1,FALSE)","v":2.6000000352000003},{"$f":"MAX((D563-'Farm data entry'!$D$24)*'Farm data entry'!$D$23,0)*10*'Farm data entry'!$D$10","v":11.400000668800006},{"$f":"AND(C563>='Farm data entry'!$E$15,Hydrology!C563<='Farm data entry'!$E$16)","v":true},11.400000668800006,{"$f":"VLOOKUP($A563,ETo!$A$3:$N$10959,Hydrology!$D$1,FALSE)","v":2.4355376},{"$f":"(H563*'Farm data entry'!$D$25)","v":1.7048763199999999},{"$f":"kc(C563,Kc!$E$9:$H$9,Kc!$I$9:$K$9)","v":0.70294117647058818},1.1984277661176468,{"$f":"K563*10*'Farm data entry'!$E$22","v":23.968555322352934},{"$f":"(L563*'Farm data entry'!$D$14)","v":3.5952832983529399},27.563838620705873,11.400000668800006,0,0,16.163837951905869,27.563838620705873,0,833.48553014847857,0,27.563838620705873,0,1755.3423871443247,0]
["1987-07-15",1987,196,{"$f":"VLOOKUP($A564,Rainfall!$D$3:$Q$10959,Hydrology!$D$1,FALSE)","v":7.7999998464000004},{"$f":"MAX((D564-'Farm data entry'!$D$24)*'Farm data entry'!$D$23,0)*10*'Farm data entry'!$D$10","v":110.1999970816},{"$f":"AND(C564>='Farm data entry'!$E$15,Hydrology!C564<='Farm data entry'!$E$16)","v":true},110.1999970816,{"$f":"VLOOKUP($A564,ETo!$A$3:$N$10959,Hydrology!$D$1,FALSE)","v":2.4197457},{"$f":"(H564*'Farm data entry'!$D$25)","v":1.69382199},{"$f":"kc(C564,Kc!$E$9:$H$9,Kc!$I$9:$K$9)","v":0.70588235294117641},1.1956390517647058,{"$f":"K564*10*'Farm data entry'!$E$22","v":23.912781035294117},{"$f":"(L564*'Farm data entry'!$D$14)","v":3.5869171552941173},27.499698190588234,27.499698190588234,0,82.700298891011769,0,27.499698190588234,0,916.18582903949039,0,27.499698190588234,0,1838.0426860353364,0]
["1987-07-16",1987,197,{"$f":"VLOOKUP($A565,Rainfall!$D$3:$Q$10959,Hydrology!$D$1,FALSE)","v":6.1000002719999999},{"$f":"MAX((D565-'Farm data entry'!$D$24)*'Farm data entry'!$D$23,0)*10*'Farm data entry'!$D$10","v":77.900005167999993},{"$f":"AND(C565>='Farm data entry'!$E$15,Hydrology!C565<='Farm data entry'!$E$16)","v":true},77.900005167999993,{"$f":"VLOOKUP($A565,ETo!$A$3:$N$10959,Hydrology!$D$1,FALSE)","v":1.9452419999999999},{"$f":"(H565*'Farm data entry'!$D$25)","v":1.3616693999999998},{"$f":"kc(C565,Kc!$E$9:$H$9,Kc!$I$9:$K$9)","v":0.70882352941176463},0.96518330999999979,{"$f":"K565*10*'Farm data entry'!$E$22","v":19.303666199999995},{"$f":"(L565*'Farm data entry'!$D$14)","v":2.8955499299999992},22.199216129999993,22.199216129999993,0,138.40108792901177,0,22.199216129999993,0,971.88661807749043,0,22.199216129999993,0,1893.7434750733364,0]
["1987-07-17",1987,198,{"$f":"VLOOKUP($A566,Rainfall!$D$3:$Q$10959,Hydrology!$D$1,FALSE)","v":7.6000002624},{"$f":"MAX((D566-'Farm data entry'!$D$24)*'Farm data entry'!$D$23,0)*10*'Farm data entry'!$D$10","v":106.40000498559999},{"$f":"AND(C566>='Farm data entry'!$E$15,Hydrology!C566<='Farm data entry'!$E$16)","v":true},106.40000498559999,{"$f":"VLOOKUP($A566,ETo!$A$3:$N$10959,Hydrology!$D$1,FALSE)","v":0.6271582},{"$f":"(H566*'Farm data entry'!$D$25)","v":0.43901073999999995},{"$f":"kc(C566,Kc!$E$9:$H$9,Kc!$I$9:$K$9)","v":0.71176470588235297},0.31247235023529407,{"$f":"K566*10*'Farm data entry'!$E$22","v":6.2494470047058819},{"$f":"(L566*'Farm data entry'!$D$14)","v":0.93741705070588222},7.186864055411764,7.186864055411764,0,237.61422885919998,0,7.186864055411764,0,1071.0997590076786,0,7.186864055411764,0,1992.9566160035247,0]
["1987-07-18",1987,199,{"$f":"VLOOKUP($A567,Rainfall!$D$3:$Q$10959,Hydrology!$D$1,FALSE)","v":14.800000320000001},{"$f":"MAX((D567-'Farm data entry'!$D$24)*'Farm data entry'!$D$23,0)*10*'Farm data entry'!$D$10","v":243.20000608000001},{"$f":"AND(C567>='Farm data entry'!$E$15,Hydrology!C567<='Farm data entry'!$E$16)","v":true},243.20000608000001,{"$f":"VLOOKUP($A567,ETo!$A$3:$N$10959,Hydrology!$D$1,FALSE)","v":1.4644459999999999},{"$f":"(H567*'Farm data entry'!$D$25)","v":1.0251121999999999},{"$f":"kc(C567,Kc!$E$9:$H$9,Kc!$I$9:$K$9)","v":0.71470588235294119},0.73265371941176471,{"$f":"K567*10*'Farm data entry'!$E$22","v":14.653074388235295},{"$f":"(L567*'Farm data entry'!$D$14)","v":2.197961158235294},16.851035546470587,16.851035546470587,0,463.96319939272939,0,16.851035546470587,0,1297.4487295412082,0,16.851035546470587,0,2219.3055865370543,0]
["1987-07-19",1987,200,{"$f":"VLOOKUP($A568,Rainfall!$D$3:$Q$10959,Hydrology!$D$1,FALSE)","v":10.699999776},{"$f":"MAX((D568-'Farm data entry'!$D$24)*'Farm data entry'!$D$23,0)*10*'Farm data entry'!$D$10","v":165.299995744},{"$f":"AND(C568>='Farm data entry'!$E$15,Hydrology!C568<='Farm data entry'!$E$16)","v":true},165.299995744,{"$f":"VLOOKUP($A568,ETo!$A$3:$N$10959,Hydrology!$D$1,FALSE)","v":1.3225153999999999},{"$f":"(H568*'Farm data entry'!$D$25)","v":0.92576077999999984},{"$f":"kc(C568,Kc!$E$9:$H$9,Kc!$I$9:$K$9)","v":0.71764705882352942},0.66436950094117631,{"$f":"K568*10*'Farm data entry'!$E$22","v":13.287390018823526},{"$f":"(L568*'Farm data entry'!$D$14)","v":1.9931085028235289},15.280498521647054,15.280498521647054,0,613.98269661508232,0,15.280498521647054,0,1447.468226763561,0,15.280498521647054,0,2369.3250837594073,0]
["1987-07-20",1987,201,{"$f":"VLOOKUP($A569,Rainfall!$D$3:$Q$10959,Hydrology!$D$1,FALSE)","v":9.999999936},{"$f":"MAX((D569-'Farm data entry'!$D$24)*'Farm data entry'!$D$23,0)*10*'Farm data entry'!$D$10","v":151.99999878400001},{"$f":"AND(C569>='Farm data entry'!$E$15,Hydrology!C569<='Farm data entry'!$E$16)","v":true},151.99999878400001,{"$f":"VLOOKUP($A569,ETo!$A$3:$N$10959,Hydrology!$D$1,FALSE)","v":1.5006851999999999},{"$f":"(H569*'Farm data entry'!$D$25)","v":1.0504796399999998},{"$f":"kc(C569,Kc!$E$9:$H$9,Kc!$I$9:$K$9)","v":0.72058823529411764},0.75696326999999985,{"$f":"K569*10*'Farm data entry'!$E$22","v":15.139265399999998},{"$f":"(L569*'Farm data entry'!$D$14)","v":2.2708898099999995},17.410155209999996,17.410155209999996,0,748.57254018908236,0,17.410155209999996,0,1582.0580703375608,0,17.410155209999996,0,2503.9149273334074,0]
["1987-07-21",1987,202,{"$f":"VLOOKUP($A570,Rainfall!$D$3:$Q$10959,Hydrology!$D$1,FALSE)","v":8.5000000320000009},{"$f":"MAX((D570-'Farm data entry'!$D$24)*'Farm data entry'!$D$23,0)*10*'Farm data entry'!$D$10","v":123.50000060800001},{"$f":"AND(C570>='Farm data entry'!$E$15,Hydrology!C570<='Farm data entry'!$E$16)","v":true},123.50000060800001,{"$f":"VLOOKUP($A570,ETo!$A$3:$N$10959,Hydrology!$D$1,FALSE)","v":1.3565906000000001},{"$f":"(H570*'Farm data entry'!$D$25)","v":0.94961342000000004},{"$f":"kc(C570,Kc!$E$9:$H$9,Kc!$I$9:$K$9)","v":0.72352941176470587},0.68707323917647056,{"$f":"K570*10*'Farm data entry'!$E$22","v":13.741464783529411},{"$f":"(L570*'Farm data entry'!$D$14)","v":2.0612197175294114},15.802684501058822,15.802684501058822,0,856.26985629602359,0,15.802684501058822,0,1689.7553864445019,0,15.802684501058822,0,2611.6122434403483,0]
["1987-07-22",1987,203,{"$f":"VLOOKUP($A571,Rainfall!$D$3:$Q$10959,Hydrology!$D$1,FALSE)","v":5.8000000320000007},{"$f":"MAX((D571-'Farm data entry'!$D$24)*'Farm data entry'!$D$23,0)*10*'Farm data entry'!$D$10","v":72.200000608000011},{"$f":"AND(C571>='Farm data entry'!$E$15,Hydrology!C571<='Farm data entry'!$E$16)","v":true},72.200000608000011,{"$f":"VLOOKUP($A571,ETo!$A$3:$N$10959,Hydrology!$D$1,FALSE)","v":1.2369003999999999},{"$f":"(H571*'Farm data entry'!$D$25)","v":0.86583027999999984},{"$f":"kc(C571,Kc!$E$9:$H$9,Kc!$I$9:$K$9)","v":0.72647058823529409},0.62900023282352924,{"$f":"K571*10*'Farm data entry'!$E$22","v":12.580004656470585},{"$f":"(L571*'Farm data entry'!$D$14)","v":1.8870006984705876},14.467005354941172,14.467005354941172,0,914.00285154908238,0,14.467005354941172,0,1747.4883816975607,0,14.467005354941172,0,2669.3452386934073,0]
["1987-07-23",1987,204,{"$f":"VLOOKUP($A572,Rainfall!$D$3:$Q$10959,Hydrology!$D$1,FALSE)","v":0},{"$f":"MAX((D572-'Farm data entry'!$D$24)*'Farm data entry'!$D$23,0)*10*'Farm data entry'!$D$10","v":0},{"$f":"AND(C572>='Farm data entry'!$E$15,Hydrology!C572<='Farm data entry'!$E$16)","v":true},0,{"$f":"VLOOKUP($A572,ETo!$A$3:$N$10959,Hydrology!$D$1,FALSE)","v":0.57834799999999997},{"$f":"(H572*'Farm data entry'!$D$25)","v":0.40484359999999997},{"$f":"kc(C572,Kc!$E$9:$H$9,Kc!$I$9:$K$9)","v":0.72941176470588232},0.2952976847058823,{"$f":"K572*10*'Farm data entry'!$E$22","v":5.9059536941176463},{"$f":"(L572*'Farm data entry'!$D$14)","v":0.88589305411764696},6.7918467482352929,6.7918467482352929,0,907.21100480084704,0,6.7918467482352929,0,1740.6965349493255,0,6.7918467482352929,0,2662.5533919451718,0]
["1987-07-24",1987,205,{"$f":"VLOOKUP($A573,Rainfall!$D$3:$Q$10959,Hydrology!$D$1,FALSE)","v":0.39999998880000004},{"$f":"MAX((D573-'Farm data entry'!$D$24)*'Farm data entry'!$D$23,0)*10*'Farm data entry'!$D$10","v":0},{"$f":"AND(C573>='Farm data entry'!$E$15,Hydrology!C573<='Farm data entry'!$E$16)","v":true},0,{"$f":"VLOOKUP($A573,ETo!$A$3:$N$10959,Hydrology!$D$1,FALSE)","v":1.498874},{"$f":"(H573*'Farm data entry'!$D$25)","v":1.0492117999999999},{"$f":"kc(C573,Kc!$E$9:$H$9,Kc!$I$9:$K$9)","v":0.73235294117647054},0.76839334764705869,{"$f":"K573*10*'Farm data entry'!$E$22","v":15.367866952941174},{"$f":"(L573*'Farm data entry'!$D$14)","v":2.305180042941176},17.673046995882352,17.673046995882352,0,889.53795780496466,0,17.673046995882352,0,1723.0234879534432,0,17.673046995882352,0,2644.8803449492893,0]
["1987-07-25",1987,206,{"$f":"VLOOKUP($A574,Rainfall!$D$3:$Q$10959,Hydrology!$D$1,FALSE)","v":0},{"$f":"MAX((D574-'Farm data entry'!$D$24)*'Farm data entry'!$D$23,0)*10*'Farm data entry'!$D$10","v":0},{"$f":"AND(C574>='Farm data entry'!$E$15,Hydrology!C574<='Farm data entry'!$E$16)","v":true},0,{"$f":"VLOOKUP($A574,ETo!$A$3:$N$10959,Hydrology!$D$1,FALSE)","v":2.5088235999999999},{"$f":"(H574*'Farm data entry'!$D$25)","v":1.7561765199999999},{"$f":"kc(C574,Kc!$E$9:$H$9,Kc!$I$9:$K$9)","v":0.73529411764705888},1.2913062647058824,{"$f":"K574*10*'Farm data entry'!$E$22","v":25.826125294117649},{"$f":"(L574*'Farm data entry'!$D$14)","v":3.8739187941176469},29.700044088235295,29.700044088235295,0,859.83791371672942,0,29.700044088235295,0,1693.323443865208,0,29.700044088235295,0,2615.1803008610541,0]
["1987-07-26",1987,207,{"$f":"VLOOKUP($A575,Rainfall!$D$3:$Q$10959,Hydrology!$D$1,FALSE)","v":1.9999999872000001},{"$f":"MAX((D575-'Farm data entry'!$D$24)*'Farm data entry'!$D$23,0)*10*'Farm data entry'!$D$10","v":0},{"$f":"AND(C575>='Farm data entry'!$E$15,Hydrology!C575<='Farm data entry'!$E$16)","v":true},0,{"$f":"VLOOKUP($A575,ETo!$A$3:$N$10959,Hydrology!$D$1,FALSE)","v":2.9702413000000001},{"$f":"(H575*'Farm data entry'!$D$25)","v":2.0791689099999999},{"$f":"kc(C575,Kc!$E$9:$H$9,Kc!$I$9:$K$9)","v":0.7382352941176471},1.5349158717941176,{"$f":"K575*10*'Farm data entry'!$E$22","v":30.698317435882352},{"$f":"(L575*'Farm data entry'!$D$14)","v":4.6047476153823528},35.303065051264703,35.303065051264703,0,824.53484866546466,0,35.303065051264703,0,1658.0203788139434,0,35.303065051264703,0,2579.8772358097895,0]
["1987-07-27",1987,208,{"$f":"VLOOKUP($A576,Rainfall!$D$3:$Q$10959,Hydrology!$D$1,FALSE)","v":9.9999999360000008E-2},{"$f":"MAX((D576-'Farm data entry'!$D$24)*'Farm data entry'!$D$23,0)*10*'Farm data entry'!$D$10","v":0},{"$f":"AND(C576>='Farm data entry'!$E$15,Hydrology!C576<='Farm data entry'!$E$16)","v":true},0,{"$f":"VLOOKUP($A576,ETo!$A$3:$N$10959,Hydrology!$D$1,FALSE)","v":2.4995866000000002},{"$f":"(H576*'Farm data entry'!$D$25)","v":1.7497106200000001},{"$f":"kc(C576,Kc!$E$9:$H$9,Kc!$I$9:$K$9)","v":0.74117647058823533},1.296844341882353,{"$f":"K576*10*'Farm data entry'!$E$22","v":25.936886837647059},{"$f":"(L576*'Farm data entry'!$D$14)","v":3.8905330256470587},29.827419863294118,29.827419863294118,0,794.70742880217051,0,29.827419863294118,0,1628.1929589506492,0,29.827419863294118,0,2550.0498159464955,0]
["1987-07-28",1987,209,{"$f":"VLOOKUP($A577,Rainfall!$D$3:$Q$10959,Hydrology!$D$1,FALSE)","v":2.9000000160000003},{"$f":"MAX((D577-'Farm data entry'!$D$24)*'Farm data entry'!$D$23,0)*10*'Farm data entry'!$D$10","v":17.100000304000005},{"$f":"AND(C577>='Farm data entry'!$E$15,Hydrology!C577<='Farm data entry'!$E$16)","v":true},17.100000304000005,{"$f":"VLOOKUP($A577,ETo!$A$3:$N$10959,Hydrology!$D$1,FALSE)","v":1.8347811999999999},{"$f":"(H577*'Farm data entry'!$D$25)","v":1.2843468399999998},{"$f":"kc(C577,Kc!$E$9:$H$9,Kc!$I$9:$K$9)","v":0.74411764705882355},0.95570514858823519,{"$f":"K577*10*'Farm data entry'!$E$22","v":19.114102971764705},{"$f":"(L577*'Farm data entry'!$D$14)","v":2.8671154457647057},21.981218417529412,21.981218417529412,0,789.82621068864114,0,21.981218417529412,0,1623.3117408371199,0,21.981218417529412,0,2545.168597832966,0]
["1987-07-29",1987,210,{"$f":"VLOOKUP($A578,Rainfall!$D$3:$Q$10959,Hydrology!$D$1,FALSE)","v":10.600000416},{"$f":"MAX((D578-'Farm data entry'!$D$24)*'Farm data entry'!$D$23,0)*10*'Farm data entry'!$D$10","v":163.40000790400001},{"$f":"AND(C578>='Farm data entry'!$E$15,Hydrology!C578<='Farm data entry'!$E$16)","v":true},163.40000790400001,{"$f":"VLOOKUP($A578,ETo!$A$3:$N$10959,Hydrology!$D$1,FALSE)","v":1.5418384000000001},{"$f":"(H578*'Farm data entry'!$D$25)","v":1.0792868799999999},{"$f":"kc(C578,Kc!$E$9:$H$9,Kc!$I$9:$K$9)","v":0.74705882352941178},0.80629078682352939,{"$f":"K578*10*'Farm data entry'!$E$22","v":16.125815736470589},{"$f":"(L578*'Farm data entry'!$D$14)","v":2.4188723604705884},18.544688096941176,18.544688096941176,0,934.68153049569992,0,18.544688096941176,0,1768.1670606441787,0,18.544688096941176,0,2690.023917640025,0]
["1987-07-30",1987,211,{"$f":"VLOOKUP($A579,Rainfall!$D$3:$Q$10959,Hydrology!$D$1,FALSE)","v":1.2000000096000001},{"$f":"MAX((D579-'Farm data entry'!$D$24)*'Farm data entry'!$D$23,0)*10*'Farm data entry'!$D$10","v":0},{"$f":"AND(C579>='Farm data entry'!$E$15,Hydrology!C579<='Farm data entry'!$E$16)","v":true},0,{"$f":"VLOOKUP($A579,ETo!$A$3:$N$10959,Hydrology!$D$1,FALSE)","v":1.554246},{"$f":"(H579*'Farm data entry'!$D$25)","v":1.0879721999999998},{"$f":"kc(C579,Kc!$E$9:$H$9,Kc!$I$9:$K$9)","v":0.75},0.81597914999999988,{"$f":"K579*10*'Farm data entry'!$E$22","v":16.319582999999998},{"$f":"(L579*'Farm data entry'!$D$14)","v":2.4479374499999995},18.767520449999999,18.767520449999999,0,915.91401004569991,0,18.767520449999999,0,1749.3995401941788,0,18.767520449999999,0,2671.2563971900249,0]
["1987-07-31",1987,{"$f":"A580-DATE(YEAR(A580)-1,12,31)","v":212},{"$f":"VLOOKUP($A580,Rainfall!$D$3:$Q$10959,Hydrology!$D$1,FALSE)","v":0},{"$f":"MAX((D580-'Farm data entry'!$D$24)*'Farm data entry'!$D$23,0)*10*'Farm data entry'!$D$10","v":0},{"$f":"AND(C580>='Farm data entry'!$E$15,Hydrology!C580<='Farm data entry'!$E$16)","v":true},{"$f":"E580*F580","v":0},{"$f":"VLOOKUP($A580,ETo!$A$3:$N$10959,Hydrology!$D$1,FALSE)","v":3.1074264},{"$f":"(H580*'Farm data entry'!$D$25)","v":2.1751984799999997},{"$f":"kc(C580,Kc!$E$9:$H$9,Kc!$I$9:$K$9)","v":0.75294117647058822},{"$f":"(J580*I580)","v":1.6377965025882351},{"$f":"K580*10*'Farm data entry'!$E$22","v":32.7559300517647},{"$f":"(L580*'Farm data entry'!$D$14)","v":4.9133895077647045},37.669319559529406,{"$f":"MIN($N580,Q579+$G580)","v":37.669319559529406},{"$f":"MAX(Q579+$G580-$N580-P$1,0)","v":0},{"$f":"MIN(Q579-O580+$G580,P$1)","v":878.2446904861705},0,37.669319559529406,0,1711.7302206346494,0,37.669319559529406,0,2633.5870776304955,0]
["1987-08-01",{"$f":"YEAR(A581)","v":1987},213,{"$f":"VLOOKUP($A581,Rainfall!$D$3:$Q$10959,Hydrology!$D$1,FALSE)","v":2.499999984},{"$f":"MAX((D581-'Farm data entry'!$D$24)*'Farm data entry'!$D$23,0)*10*'Farm data entry'!$D$10","v":9.4999996959999997},{"$f":"AND(C581>='Farm data entry'!$E$15,Hydrology!C581<='Farm data entry'!$E$16)","v":true},9.4999996959999997,{"$f":"VLOOKUP($A581,ETo!$A$3:$N$10959,Hydrology!$D$1,FALSE)","v":3.5662313000000001},{"$f":"(H581*'Farm data entry'!$D$25)","v":2.4963619100000001},{"$f":"kc(C581,Kc!$E$9:$H$9,Kc!$I$9:$K$9)","v":0.75588235294117645},1.8869559143235295,{"$f":"K581*10*'Farm data entry'!$E$22","v":37.739118286470593},{"$f":"(L581*'Farm data entry'!$D$14)","v":5.6608677429705887},{"$f":"SUM(L581:M581)","v":43.39998602944118},43.39998602944118,0,844.34470415272938,{"$f":"$N581-O581","v":0},{"$f":"MIN($N581,U580+$G581)","v":43.39998602944118},{"$f":"MAX(U580+$G581-$N581-T$1,0)","v":0},{"$f":"MIN(U580-S581+$G581,T$1)","v":1677.8302343012083},{"$f":"$N581-S581","v":0},{"$f":"MIN($N581,Y580+$G581)","v":43.39998602944118},{"$f":"MAX(Y580+$G581-$N581-X$1,0)","v":0},{"$f":"MIN(Y580-W581+$G581,X$1)","v":2599.6870912970544},{"$f":"$N581-W581","v":0}]
["1987-08-02",1987,214,{"$f":"VLOOKUP($A582,Rainfall!$D$3:$Q$10959,Hydrology!$D$1,FALSE)","v":0.90000002879999996},{"$f":"MAX((D582-'Farm data entry'!$D$24)*'Farm data entry'!$D$23,0)*10*'Farm data entry'!$D$10","v":0},{"$f":"AND(C582>='Farm data entry'!$E$15,Hydrology!C582<='Farm data entry'!$E$16)","v":true},0,{"$f":"VLOOKUP($A582,ETo!$A$3:$N$10959,Hydrology!$D$1,FALSE)","v":1.6626901999999999},{"$f":"(H582*'Farm data entry'!$D$25)","v":1.1638831399999998},{"$f":"kc(C582,Kc!$E$9:$H$9,Kc!$I$9:$K$9)","v":0.75882352941176467},0.88318191211764685,{"$f":"K582*10*'Farm data entry'!$E$22","v":17.663638242352938},{"$f":"(L582*'Farm data entry'!$D$14)","v":2.6495457363529407},20.313183978705879,20.313183978705879,0,824.03152017402351,0,20.313183978705879,0,1657.5170503225024,0,20.313183978705879,0,2579.3739073183483,0]
["1987-08-03",1987,215,{"$f":"VLOOKUP($A583,Rainfall!$D$3:$Q$10959,Hydrology!$D$1,FALSE)","v":0.19999999872000002},{"$f":"MAX((D583-'Farm data entry'!$D$24)*'Farm data entry'!$D$23,0)*10*'Farm data entry'!$D$10","v":0},{"$f":"AND(C583>='Farm data entry'!$E$15,Hydrology!C583<='Farm data entry'!$E$16)","v":true},0,{"$f":"VLOOKUP($A583,ETo!$A$3:$N$10959,Hydrology!$D$1,FALSE)","v":2.4980855000000002},{"$f":"(H583*'Farm data entry'!$D$25)","v":1.7486598500000001},{"$f":"kc(C583,Kc!$E$9:$H$9,Kc!$I$9:$K$9)","v":0.7617647058823529},1.3320673563235295,{"$f":"K583*10*'Farm data entry'!$E$22","v":26.641347126470588},{"$f":"(L583*'Farm data entry'!$D$14)","v":3.9962020689705882},30.637549195441178,30.637549195441178,0,793.39397097858239,0,30.637549195441178,0,1626.8795011270613,0,30.637549195441178,0,2548.7363581229069,0]
["1987-08-04",1987,216,{"$f":"VLOOKUP($A584,Rainfall!$D$3:$Q$10959,Hydrology!$D$1,FALSE)","v":1.9999999872000001},{"$f":"MAX((D584-'Farm data entry'!$D$24)*'Farm data entry'!$D$23,0)*10*'Farm data entry'!$D$10","v":0},{"$f":"AND(C584>='Farm data entry'!$E$15,Hydrology!C584<='Farm data entry'!$E$16)","v":true},0,{"$f":"VLOOKUP($A584,ETo!$A$3:$N$10959,Hydrology!$D$1,FALSE)","v":2.5555460000000001},{"$f":"(H584*'Farm data entry'!$D$25)","v":1.7888822},{"$f":"kc(C584,Kc!$E$9:$H$9,Kc!$I$9:$K$9)","v":0.76470588235294112},1.3679687411764705,{"$f":"K584*10*'Farm data entry'!$E$22","v":27.359374823529411},{"$f":"(L584*'Farm data entry'!$D$14)","v":4.1039062235294113},31.463281047058821,31.463281047058821,0,761.9306899315236,0,31.463281047058821,0,1595.4162200800024,0,31.463281047058821,0,2517.2730770758481,0]
["1987-08-05",1987,217,{"$f":"VLOOKUP($A585,Rainfall!$D$3:$Q$10959,Hydrology!$D$1,FALSE)","v":0},{"$f":"MAX((D585-'Farm data entry'!$D$24)*'Farm data entry'!$D$23,0)*10*'Farm data entry'!$D$10","v":0},{"$f":"AND(C585>='Farm data entry'!$E$15,Hydrology!C585<='Farm data entry'!$E$16)","v":true},0,{"$f":"VLOOKUP($A585,ETo!$A$3:$N$10959,Hydrology!$D$1,FALSE)","v":2.2639809999999998},{"$f":"(H585*'Farm data entry'!$D$25)","v":1.5847866999999998},{"$f":"kc(C585,Kc!$E$9:$H$9,Kc!$I$9:$K$9)","v":0.76764705882352935},1.2165568491176468,{"$f":"K585*10*'Farm data entry'!$E$22","v":24.331136982352938},{"$f":"(L585*'Farm data entry'!$D$14)","v":3.6496705473529403},27.980807529705878,27.980807529705878,0,733.94988240181772,0,27.980807529705878,0,1567.4354125502966,0,27.980807529705878,0,2489.2922695461421,0]
["1987-08-06",1987,218,{"$f":"VLOOKUP($A586,Rainfall!$D$3:$Q$10959,Hydrology!$D$1,FALSE)","v":0.30000000671999999},{"$f":"MAX((D586-'Farm data entry'!$D$24)*'Farm data entry'!$D$23,0)*10*'Farm data entry'!$D$10","v":0},{"$f":"AND(C586>='Farm data entry'!$E$15,Hydrology!C586<='Farm data entry'!$E$16)","v":true},0,{"$f":"VLOOKUP($A586,ETo!$A$3:$N$10959,Hydrology!$D$1,FALSE)","v":2.1959648000000001},{"$f":"(H586*'Farm data entry'!$D$25)","v":1.53717536},{"$f":"kc(C586,Kc!$E$9:$H$9,Kc!$I$9:$K$9)","v":0.77058823529411757},1.1845292479999998,{"$f":"K586*10*'Farm data entry'!$E$22","v":23.690584959999995},{"$f":"(L586*'Farm data entry'!$D$14)","v":3.5535877439999992},27.244172703999993,27.244172703999993,0,706.70570969781772,0,27.244172703999993,0,1540.1912398462966,0,27.244172703999993,0,2462.0480968421421,0]
["1987-08-07",1987,219,{"$f":"VLOOKUP($A587,Rainfall!$D$3:$Q$10959,Hydrology!$D$1,FALSE)","v":0},{"$f":"MAX((D587-'Farm data entry'!$D$24)*'Farm data entry'!$D$23,0)*10*'Farm data entry'!$D$10","v":0},{"$f":"AND(C587>='Farm data entry'!$E$15,Hydrology!C587<='Farm data entry'!$E$16)","v":true},0,{"$f":"VLOOKUP($A587,ETo!$A$3:$N$10959,Hydrology!$D$1,FALSE)","v":2.9721636999999999},{"$f":"(H587*'Farm data entry'!$D$25)","v":2.0805145899999999},{"$f":"kc(C587,Kc!$E$9:$H$9,Kc!$I$9:$K$9)","v":0.77352941176470591},1.6093392269705882,{"$f":"K587*10*'Farm data entry'!$E$22","v":32.186784539411761},{"$f":"(L587*'Farm data entry'!$D$14)","v":4.8280176809117643},37.014802220323524,37.014802220323524,0,669.69090747749419,0,37.014802220323524,0,1503.1764376259732,0,37.014802220323524,0,2425.0332946218186,0]
["1987-08-08",1987,220,{"$f":"VLOOKUP($A588,Rainfall!$D$3:$Q$10959,Hydrology!$D$1,FALSE)","v":0},{"$f":"MAX((D588-'Farm data entry'!$D$24)*'Farm data entry'!$D$23,0)*10*'Farm data entry'!$D$10","v":0},{"$f":"AND(C588>='Farm data entry'!$E$15,Hydrology!C588<='Farm data entry'!$E$16)","v":true},0,{"$f":"VLOOKUP($A588,ETo!$A$3:$N$10959,Hydrology!$D$1,FALSE)","v":1.6247627},{"$f":"(H588*'Farm data entry'!$D$25)","v":1.1373338899999998},{"$f":"kc(C588,Kc!$E$9:$H$9,Kc!$I$9:$K$9)","v":0.77647058823529413},0.88310631458823519,{"$f":"K588*10*'Farm data entry'!$E$22","v":17.662126291764704},{"$f":"(L588*'Farm data entry'!$D$14)","v":2.6493189437647056},20.311445235529408,20.311445235529408,0,649.3794622419648,0,20.311445235529408,0,1482.8649923904438,0,20.311445235529408,0,2404.7218493862893,0]
["1987-08-09",1987,221,{"$f":"VLOOKUP($A589,Rainfall!$D$3:$Q$10959,Hydrology!$D$1,FALSE)","v":2.499999984},{"$f":"MAX((D589-'Farm data entry'!$D$24)*'Farm data entry'!$D$23,0)*10*'Farm data entry'!$D$10","v":9.4999996959999997},{"$f":"AND(C589>='Farm data entry'!$E$15,Hydrology!C589<='Farm data entry'!$E$16)","v":true},9.4999996959999997,{"$f":"VLOOKUP($A589,ETo!$A$3:$N$10959,Hydrology!$D$1,FALSE)","v":1.5745956000000001},{"$f":"(H589*'Farm data entry'!$D$25)","v":1.10221692},{"$f":"kc(C589,Kc!$E$9:$H$9,Kc!$I$9:$K$9)","v":0.77941176470588236},0.85908083470588237,{"$f":"K589*10*'Farm data entry'!$E$22","v":17.181616694117647},{"$f":"(L589*'Farm data entry'!$D$14)","v":2.5772425041176468},19.758859198235292,19.758859198235292,0,639.12060273972952,0,19.758859198235292,0,1472.6061328882085,0,19.758859198235292,0,2394.462989884054,0]
["1987-08-10",1987,222,{"$f":"VLOOKUP($A590,Rainfall!$D$3:$Q$10959,Hydrology!$D$1,FALSE)","v":0},{"$f":"MAX((D590-'Farm data entry'!$D$24)*'Farm data entry'!$D$23,0)*10*'Farm data entry'!$D$10","v":0},{"$f":"AND(C590>='Farm data entry'!$E$15,Hydrology!C590<='Farm data entry'!$E$16)","v":true},0,{"$f":"VLOOKUP($A590,ETo!$A$3:$N$10959,Hydrology!$D$1,FALSE)","v":2.1154999999999999},{"$f":"(H590*'Farm data entry'!$D$25)","v":1.4808499999999998},{"$f":"kc(C590,Kc!$E$9:$H$9,Kc!$I$9:$K$9)","v":0.78235294117647058},1.1585473529411763,{"$f":"K590*10*'Farm data entry'!$E$22","v":23.170947058823526},{"$f":"(L590*'Farm data entry'!$D$14)","v":3.4756420588235288},26.646589117647054,26.646589117647054,0,612.47401362208245,0,26.646589117647054,0,1445.9595437705616,0,26.646589117647054,0,2367.8164007664068,0]
["1987-08-11",1987,223,{"$f":"VLOOKUP($A591,Rainfall!$D$3:$Q$10959,Hydrology!$D$1,FALSE)","v":1.5999999552000002},{"$f":"MAX((D591-'Farm data entry'!$D$24)*'Farm data entry'!$D$23,0)*10*'Farm data entry'!$D$10","v":0},{"$f":"AND(C591>='Farm data entry'!$E$15,Hydrology!C591<='Farm data entry'!$E$16)","v":true},0,{"$f":"VLOOKUP($A591,ETo!$A$3:$N$10959,Hydrology!$D$1,FALSE)","v":1.6830282000000001},{"$f":"(H591*'Farm data entry'!$D$25)","v":1.1781197400000001},{"$f":"kc(C591,Kc!$E$9:$H$9,Kc!$I$9:$K$9)","v":0.78529411764705881},0.92517050170588244,{"$f":"K591*10*'Farm data entry'!$E$22","v":18.50341003411765},{"$f":"(L591*'Farm data entry'!$D$14)","v":2.7755115051176475},21.278921539235299,21.278921539235299,0,591.19509208284717,0,21.278921539235299,0,1424.6806222313262,0,21.278921539235299,0,2346.5374792271714,0]
["1987-08-12",1987,224,{"$f":"VLOOKUP($A592,Rainfall!$D$3:$Q$10959,Hydrology!$D$1,FALSE)","v":0},{"$f":"MAX((D592-'Farm data entry'!$D$24)*'Farm data entry'!$D$23,0)*10*'Farm data entry'!$D$10","v":0},{"$f":"AND(C592>='Farm data entry'!$E$15,Hydrology!C592<='Farm data entry'!$E$16)","v":true},0,{"$f":"VLOOKUP($A592,ETo!$A$3:$N$10959,Hydrology!$D$1,FALSE)","v":1.3787539},{"$f":"(H592*'Farm data entry'!$D$25)","v":0.96512772999999996},{"$f":"kc(C592,Kc!$E$9:$H$9,Kc!$I$9:$K$9)","v":0.78823529411764703},0.76074774011764701,{"$f":"K592*10*'Farm data entry'!$E$22","v":15.21495480235294},{"$f":"(L592*'Farm data entry'!$D$14)","v":2.282243220352941},17.497198022705881,17.497198022705881,0,573.69789406014127,0,17.497198022705881,0,1407.1834242086204,0,17.497198022705881,0,2329.0402812044654,0]
["1987-08-13",1987,225,{"$f":"VLOOKUP($A593,Rainfall!$D$3:$Q$10959,Hydrology!$D$1,FALSE)","v":0},{"$f":"MAX((D593-'Farm data entry'!$D$24)*'Farm data entry'!$D$23,0)*10*'Farm data entry'!$D$10","v":0},{"$f":"AND(C593>='Farm data entry'!$E$15,Hydrology!C593<='Farm data entry'!$E$16)","v":true},0,{"$f":"VLOOKUP($A593,ETo!$A$3:$N$10959,Hydrology!$D$1,FALSE)","v":1.1355462000000001},{"$f":"(H593*'Farm data entry'!$D$25)","v":0.79488234000000002},{"$f":"kc(C593,Kc!$E$9:$H$9,Kc!$I$9:$K$9)","v":0.79117647058823526},0.62889220429411763,{"$f":"K593*10*'Farm data entry'!$E$22","v":12.577844085882353},{"$f":"(L593*'Farm data entry'!$D$14)","v":1.8866766128823529},14.464520698764705,14.464520698764705,0,559.23337336137661,0,14.464520698764705,0,1392.7189035098556,0,14.464520698764705,0,2314.5757605057006,0]
["1987-08-14",1987,226,{"$f":"VLOOKUP($A594,Rainfall!$D$3:$Q$10959,Hydrology!$D$1,FALSE)","v":0},{"$f":"MAX((D594-'Farm data entry'!$D$24)*'Farm data entry'!$D$23,0)*10*'Farm data entry'!$D$10","v":0},{"$f":"AND(C594>='Farm data entry'!$E$15,Hydrology!C594<='Farm data entry'!$E$16)","v":true},0,{"$f":"VLOOKUP($A594,ETo!$A$3:$N$10959,Hydrology!$D$1,FALSE)","v":2.7478456000000002},{"$f":"(H594*'Farm data entry'!$D$25)","v":1.92349192},{"$f":"kc(C594,Kc!$E$9:$H$9,Kc!$I$9:$K$9)","v":0.79411764705882348},1.5274788776470587,{"$f":"K594*10*'Farm data entry'!$E$22","v":30.549577552941173},{"$f":"(L594*'Farm data entry'!$D$14)","v":4.5824366329411754},35.132014185882348,35.132014185882348,0,524.10135917549428,0,35.132014185882348,0,1357.5868893239733,0,35.132014185882348,0,2279.4437463198183,0]
["1987-08-15",1987,227,{"$f":"VLOOKUP($A595,Rainfall!$D$3:$Q$10959,Hydrology!$D$1,FALSE)","v":0},{"$f":"MAX((D595-'Farm data entry'!$D$24)*'Farm data entry'!$D$23,0)*10*'Farm data entry'!$D$10","v":0},{"$f":"AND(C595>='Farm data entry'!$E$15,Hydrology!C595<='Farm data entry'!$E$16)","v":true},0,{"$f":"VLOOKUP($A595,ETo!$A$3:$N$10959,Hydrology!$D$1,FALSE)","v":3.2485656999999999},{"$f":"(H595*'Farm data entry'!$D$25)","v":2.27399599},{"$f":"kc(C595,Kc!$E$9:$H$9,Kc!$I$9:$K$9)","v":0.79705882352941171},1.8125085684999998,{"$f":"K595*10*'Farm data entry'!$E$22","v":36.250171369999997},{"$f":"(L595*'Farm data entry'!$D$14)","v":5.4375257054999997},41.687697075499997,41.687697075499997,0,482.41366209999427,0,41.687697075499997,0,1315.8991922484734,0,41.687697075499997,0,2237.7560492443181,0]
["1987-08-16",1987,228,{"$f":"VLOOKUP($A596,Rainfall!$D$3:$Q$10959,Hydrology!$D$1,FALSE)","v":0},{"$f":"MAX((D596-'Farm data entry'!$D$24)*'Farm data entry'!$D$23,0)*10*'Farm data entry'!$D$10","v":0},{"$f":"AND(C596>='Farm data entry'!$E$15,Hydrology!C596<='Farm data entry'!$E$16)","v":true},0,{"$f":"VLOOKUP($A596,ETo!$A$3:$N$10959,Hydrology!$D$1,FALSE)","v":3.5665925000000001},{"$f":"(H596*'Farm data entry'!$D$25)","v":2.49661475},{"$f":"kc(C596,Kc!$E$9:$H$9,Kc!$I$9:$K$9)","v":0.79999999999999993},1.9972917999999997,{"$f":"K596*10*'Farm data entry'!$E$22","v":39.945835999999993},{"$f":"(L596*'Farm data entry'!$D$14)","v":5.9918753999999987},45.937711399999991,45.937711399999991,0,436.47595069999426,0,45.937711399999991,0,1269.9614808484735,0,45.937711399999991,0,2191.8183378443182,0]
["1987-08-17",1987,229,{"$f":"VLOOKUP($A597,Rainfall!$D$3:$Q$10959,Hydrology!$D$1,FALSE)","v":0.79999997760000008},{"$f":"MAX((D597-'Farm data entry'!$D$24)*'Farm data entry'!$D$23,0)*10*'Farm data entry'!$D$10","v":0},{"$f":"AND(C597>='Farm data entry'!$E$15,Hydrology!C597<='Farm data entry'!$E$16)","v":true},0,{"$f":"VLOOKUP($A597,ETo!$A$3:$N$10959,Hydrology!$D$1,FALSE)","v":1.1772236},{"$f":"(H597*'Farm data entry'!$D$25)","v":0.82405651999999996},{"$f":"kc(C597,Kc!$E$9:$H$9,Kc!$I$9:$K$9)","v":0.80294117647058827},0.66166891164705877,{"$f":"K597*10*'Farm data entry'!$E$22","v":13.233378232941176},{"$f":"(L597*'Farm data entry'!$D$14)","v":1.9850067349411762},15.218384967882352,15.218384967882352,0,421.25756573211191,0,15.218384967882352,0,1254.743095880591,0,15.218384967882352,0,2176.599952876436,0]
["1987-08-18",1987,230,{"$f":"VLOOKUP($A598,Rainfall!$D$3:$Q$10959,Hydrology!$D$1,FALSE)","v":0},{"$f":"MAX((D598-'Farm data entry'!$D$24)*'Farm data entry'!$D$23,0)*10*'Farm data entry'!$D$10","v":0},{"$f":"AND(C598>='Farm data entry'!$E$15,Hydrology!C598<='Farm data entry'!$E$16)","v":true},0,{"$f":"VLOOKUP($A598,ETo!$A$3:$N$10959,Hydrology!$D$1,FALSE)","v":2.0312730999999999},{"$f":"(H598*'Farm data entry'!$D$25)","v":1.4218911699999999},{"$f":"kc(C598,Kc!$E$9:$H$9,Kc!$I$9:$K$9)","v":0.80588235294117649},1.1458770017058824,{"$f":"K598*10*'Farm data entry'!$E$22","v":22.917540034117646},{"$f":"(L598*'Farm data entry'!$D$14)","v":3.4376310051176469},26.355171039235294,26.355171039235294,0,394.90239469287661,0,26.355171039235294,0,1228.3879248413557,0,26.355171039235294,0,2150.2447818372007,0]
["1987-08-19",1987,231,{"$f":"VLOOKUP($A599,Rainfall!$D$3:$Q$10959,Hydrology!$D$1,FALSE)","v":0},{"$f":"MAX((D599-'Farm data entry'!$D$24)*'Farm data entry'!$D$23,0)*10*'Farm data entry'!$D$10","v":0},{"$f":"AND(C599>='Farm data entry'!$E$15,Hydrology!C599<='Farm data entry'!$E$16)","v":true},0,{"$f":"VLOOKUP($A599,ETo!$A$3:$N$10959,Hydrology!$D$1,FALSE)","v":2.5825524},{"$f":"(H599*'Farm data entry'!$D$25)","v":1.8077866799999998},{"$f":"kc(C599,Kc!$E$9:$H$9,Kc!$I$9:$K$9)","v":0.80882352941176472},1.4621804029411762,{"$f":"K599*10*'Farm data entry'!$E$22","v":29.243608058823526},{"$f":"(L599*'Farm data entry'!$D$14)","v":4.3865412088235285},33.630149267647056,33.630149267647056,0,361.27224542522958,0,33.630149267647056,0,1194.7577755737086,0,33.630149267647056,0,2116.6146325695536,0]
["1987-08-20",1987,232,{"$f":"VLOOKUP($A600,Rainfall!$D$3:$Q$10959,Hydrology!$D$1,FALSE)","v":0},{"$f":"MAX((D600-'Farm data entry'!$D$24)*'Farm data entry'!$D$23,0)*10*'Farm data entry'!$D$10","v":0},{"$f":"AND(C600>='Farm data entry'!$E$15,Hydrology!C600<='Farm data entry'!$E$16)","v":true},0,{"$f":"VLOOKUP($A600,ETo!$A$3:$N$10959,Hydrology!$D$1,FALSE)","v":3.4433296000000002},{"$f":"(H600*'Farm data entry'!$D$25)","v":2.4103307200000001},{"$f":"kc(C600,Kc!$E$9:$H$9,Kc!$I$9:$K$9)","v":0.81176470588235294},1.9566214080000002,{"$f":"K600*10*'Farm data entry'!$E$22","v":39.132428160000003},{"$f":"(L600*'Farm data entry'!$D$14)","v":5.8698642240000005},45.002292384,45.002292384,0,316.2699530412296,0,45.002292384,0,1149.7554831897087,0,45.002292384,0,2071.6123401855534,0]
["1987-08-21",1987,233,{"$f":"VLOOKUP($A601,Rainfall!$D$3:$Q$10959,Hydrology!$D$1,FALSE)","v":20.300000544},{"$f":"MAX((D601-'Farm data entry'!$D$24)*'Farm data entry'!$D$23,0)*10*'Farm data entry'!$D$10","v":347.70001033599999},{"$f":"AND(C601>='Farm data entry'!$E$15,Hydrology!C601<='Farm data entry'!$E$16)","v":true},347.70001033599999,{"$f":"VLOOKUP($A601,ETo!$A$3:$N$10959,Hydrology!$D$1,FALSE)","v":2.943095},{"$f":"(H601*'Farm data entry'!$D$25)","v":2.0601664999999998},{"$f":"kc(C601,Kc!$E$9:$H$9,Kc!$I$9:$K$9)","v":0.81470588235294117},1.6784297661764704,{"$f":"K601*10*'Farm data entry'!$E$22","v":33.568595323529408},{"$f":"(L601*'Farm data entry'!$D$14)","v":5.0352892985294107},38.603884622058821,38.603884622058821,0,625.36607875517075,0,38.603884622058821,0,1458.8516089036498,0,38.603884622058821,0,2380.7084658994945,0]
["1987-08-22",1987,234,{"$f":"VLOOKUP($A602,Rainfall!$D$3:$Q$10959,Hydrology!$D$1,FALSE)","v":9.9999999360000008E-2},{"$f":"MAX((D602-'Farm data entry'!$D$24)*'Farm data entry'!$D$23,0)*10*'Farm data entry'!$D$10","v":0},{"$f":"AND(C602>='Farm data entry'!$E$15,Hydrology!C602<='Farm data entry'!$E$16)","v":true},0,{"$f":"VLOOKUP($A602,ETo!$A$3:$N$10959,Hydrology!$D$1,FALSE)","v":1.7635711000000001},{"$f":"(H602*'Farm data entry'!$D$25)","v":1.23449977},{"$f":"kc(C602,Kc!$E$9:$H$9,Kc!$I$9:$K$9)","v":0.81764705882352939},1.0093851060588235,{"$f":"K602*10*'Farm data entry'!$E$22","v":20.187702121176471},{"$f":"(L602*'Farm data entry'!$D$14)","v":3.0281553181764704},23.215857439352941,23.215857439352941,0,602.15022131581782,0,23.215857439352941,0,1435.6357514642968,0,23.215857439352941,0,2357.4926084601416,0]
["1987-08-23",1987,235,{"$f":"VLOOKUP($A603,Rainfall!$D$3:$Q$10959,Hydrology!$D$1,FALSE)","v":0},{"$f":"MAX((D603-'Farm data entry'!$D$24)*'Farm data entry'!$D$23,0)*10*'Farm data entry'!$D$10","v":0},{"$f":"AND(C603>='Farm data entry'!$E$15,Hydrology!C603<='Farm data entry'!$E$16)","v":true},0,{"$f":"VLOOKUP($A603,ETo!$A$3:$N$10959,Hydrology!$D$1,FALSE)","v":2.2883874999999998},{"$f":"(H603*'Farm data entry'!$D$25)","v":1.6018712499999999},{"$f":"kc(C603,Kc!$E$9:$H$9,Kc!$I$9:$K$9)","v":0.82058823529411762},1.3144767022058821,{"$f":"K603*10*'Farm data entry'!$E$22","v":26.289534044117641},{"$f":"(L603*'Farm data entry'!$D$14)","v":3.943430106617646},30.232964150735288,30.232964150735288,0,571.91725716508256,0,30.232964150735288,0,1405.4027873135615,0,30.232964150735288,0,2327.2596443094062,0]
["1987-08-24",1987,236,{"$f":"VLOOKUP($A604,Rainfall!$D$3:$Q$10959,Hydrology!$D$1,FALSE)","v":7.4000001600000003},{"$f":"MAX((D604-'Farm data entry'!$D$24)*'Farm data entry'!$D$23,0)*10*'Farm data entry'!$D$10","v":102.60000304},{"$f":"AND(C604>='Farm data entry'!$E$15,Hydrology!C604<='Farm data entry'!$E$16)","v":true},102.60000304,{"$f":"VLOOKUP($A604,ETo!$A$3:$N$10959,Hydrology!$D$1,FALSE)","v":1.1576439999999999},{"$f":"(H604*'Farm data entry'!$D$25)","v":0.81035079999999993},{"$f":"kc(C604,Kc!$E$9:$H$9,Kc!$I$9:$K$9)","v":0.82352941176470584},0.66734771764705869,{"$f":"K604*10*'Farm data entry'!$E$22","v":13.346954352941173},{"$f":"(L604*'Farm data entry'!$D$14)","v":2.0020431529411757},15.348997505882348,15.348997505882348,0,659.16826269920023,0,15.348997505882348,0,1492.6537928476791,0,15.348997505882348,0,2414.5106498435239,0]
["1987-08-25",1987,237,{"$f":"VLOOKUP($A605,Rainfall!$D$3:$Q$10959,Hydrology!$D$1,FALSE)","v":14.800000320000001},{"$f":"MAX((D605-'Farm data entry'!$D$24)*'Farm data entry'!$D$23,0)*10*'Farm data entry'!$D$10","v":243.20000608000001},{"$f":"AND(C605>='Farm data entry'!$E$15,Hydrology!C605<='Farm data entry'!$E$16)","v":true},243.20000608000001,{"$f":"VLOOKUP($A605,ETo!$A$3:$N$10959,Hydrology!$D$1,FALSE)","v":0.81355860000000002},{"$f":"(H605*'Farm data entry'!$D$25)","v":0.56949101999999996},{"$f":"kc(C605,Kc!$E$9:$H$9,Kc!$I$9:$K$9)","v":0.82647058823529407},0.47066757829411759,{"$f":"K605*10*'Farm data entry'!$E$22","v":9.4133515658823512},{"$f":"(L605*'Farm data entry'!$D$14)","v":1.4120027348823527},10.825354300764705,10.825354300764705,0,891.54291447843548,0,10.825354300764705,0,1725.0284446269145,0,10.825354300764705,0,2646.8853016227595,0]
["1987-08-26",1987,238,{"$f":"VLOOKUP($A606,Rainfall!$D$3:$Q$10959,Hydrology!$D$1,FALSE)","v":3.0000000672000002},{"$f":"MAX((D606-'Farm data entry'!$D$24)*'Farm data entry'!$D$23,0)*10*'Farm data entry'!$D$10","v":19.000001276800003},{"$f":"AND(C606>='Farm data entry'!$E$15,Hydrology!C606<='Farm data entry'!$E$16)","v":true},19.000001276800003,{"$f":"VLOOKUP($A606,ETo!$A$3:$N$10959,Hydrology!$D$1,FALSE)","v":1.3524023999999999},{"$f":"(H606*'Farm data entry'!$D$25)","v":0.94668167999999986},{"$f":"kc(C606,Kc!$E$9:$H$9,Kc!$I$9:$K$9)","v":0.82941176470588229},0.78518892282352926,{"$f":"K606*10*'Farm data entry'!$E$22","v":15.703778456470586},{"$f":"(L606*'Farm data entry'!$D$14)","v":2.3555667684705877},18.059345224941172,18.059345224941172,0,892.4835705302944,0,18.059345224941172,0,1725.9691006787734,0,18.059345224941172,0,2647.8259576746182,0]
["1987-08-27",1987,239,{"$f":"VLOOKUP($A607,Rainfall!$D$3:$Q$10959,Hydrology!$D$1,FALSE)","v":0},{"$f":"MAX((D607-'Farm data entry'!$D$24)*'Farm data entry'!$D$23,0)*10*'Farm data entry'!$D$10","v":0},{"$f":"AND(C607>='Farm data entry'!$E$15,Hydrology!C607<='Farm data entry'!$E$16)","v":true},0,{"$f":"VLOOKUP($A607,ETo!$A$3:$N$10959,Hydrology!$D$1,FALSE)","v":1.6618662},{"$f":"(H607*'Farm data entry'!$D$25)","v":1.1633063399999999},{"$f":"kc(C607,Kc!$E$9:$H$9,Kc!$I$9:$K$9)","v":0.83235294117647052},0.96828145358823514,{"$f":"K607*10*'Farm data entry'!$E$22","v":19.365629071764701},{"$f":"(L607*'Farm data entry'!$D$14)","v":2.904844360764705},22.270473432529407,22.270473432529407,0,870.21309709776494,0,22.270473432529407,0,1703.6986272462441,0,22.270473432529407,0,2625.5554842420888,0]
["1987-08-28",1987,240,{"$f":"VLOOKUP($A608,Rainfall!$D$3:$Q$10959,Hydrology!$D$1,FALSE)","v":0},{"$f":"MAX((D608-'Farm data entry'!$D$24)*'Farm data entry'!$D$23,0)*10*'Farm data entry'!$D$10","v":0},{"$f":"AND(C608>='Farm data entry'!$E$15,Hydrology!C608<='Farm data entry'!$E$16)","v":true},0,{"$f":"VLOOKUP($A608,ETo!$A$3:$N$10959,Hydrology!$D$1,FALSE)","v":2.3768980000000002},{"$f":"(H608*'Farm data entry'!$D$25)","v":1.6638286},{"$f":"kc(C608,Kc!$E$9:$H$9,Kc!$I$9:$K$9)","v":0.83529411764705885},1.3897862423529412,{"$f":"K608*10*'Farm data entry'!$E$22","v":27.795724847058825},{"$f":"(L608*'Farm data entry'!$D$14)","v":4.1693587270588237},31.965083574117649,31.965083574117649,0,838.24801352364727,0,31.965083574117649,0,1671.7335436721264,0,31.965083574117649,0,2593.5904006679712,0]
["1987-08-29",1987,241,{"$f":"VLOOKUP($A609,Rainfall!$D$3:$Q$10959,Hydrology!$D$1,FALSE)","v":0},{"$f":"MAX((D609-'Farm data entry'!$D$24)*'Farm data entry'!$D$23,0)*10*'Farm data entry'!$D$10","v":0},{"$f":"AND(C609>='Farm data entry'!$E$15,Hydrology!C609<='Farm data entry'!$E$16)","v":true},0,{"$f":"VLOOKUP($A609,ETo!$A$3:$N$10959,Hydrology!$D$1,FALSE)","v":1.1609366000000001},{"$f":"(H609*'Farm data entry'!$D$25)","v":0.81265562000000002},{"$f":"kc(C609,Kc!$E$9:$H$9,Kc!$I$9:$K$9)","v":0.83823529411764708},0.68119662264705882,{"$f":"K609*10*'Farm data entry'!$E$22","v":13.623932452941176},{"$f":"(L609*'Farm data entry'!$D$14)","v":2.0435898679411761},15.667522320882352,15.667522320882352,0,822.58049120276496,0,15.667522320882352,0,1656.066021351244,0,15.667522320882352,0,2577.922878347089,0]
["1987-08-30",1987,242,{"$f":"VLOOKUP($A610,Rainfall!$D$3:$Q$10959,Hydrology!$D$1,FALSE)","v":0},{"$f":"MAX((D610-'Farm data entry'!$D$24)*'Farm data entry'!$D$23,0)*10*'Farm data entry'!$D$10","v":0},{"$f":"AND(C610>='Farm data entry'!$E$15,Hydrology!C610<='Farm data entry'!$E$16)","v":true},0,{"$f":"VLOOKUP($A610,ETo!$A$3:$N$10959,Hydrology!$D$1,FALSE)","v":1.4073194},{"$f":"(H610*'Farm data entry'!$D$25)","v":0.98512357999999989},{"$f":"kc(C610,Kc!$E$9:$H$9,Kc!$I$9:$K$9)","v":0.8411764705882353},0.82866277611764694,{"$f":"K610*10*'Farm data entry'!$E$22","v":16.573255522352937},{"$f":"(L610*'Farm data entry'!$D$14)","v":2.4859883283529407},19.059243850705879,19.059243850705879,0,803.52124735205905,0,19.059243850705879,0,1637.0067775005382,0,19.059243850705879,0,2558.8636344963829,0]
["1987-08-31",1987,243,{"$f":"VLOOKUP($A611,Rainfall!$D$3:$Q$10959,Hydrology!$D$1,FALSE)","v":0},{"$f":"MAX((D611-'Farm data entry'!$D$24)*'Farm data entry'!$D$23,0)*10*'Farm data entry'!$D$10","v":0},{"$f":"AND(C611>='Farm data entry'!$E$15,Hydrology!C611<='Farm data entry'!$E$16)","v":true},0,{"$f":"VLOOKUP($A611,ETo!$A$3:$N$10959,Hydrology!$D$1,FALSE)","v":2.1514764},{"$f":"(H611*'Farm data entry'!$D$25)","v":1.5060334799999999},{"$f":"kc(C611,Kc!$E$9:$H$9,Kc!$I$9:$K$9)","v":0.84411764705882353},1.2712694375294118,{"$f":"K611*10*'Farm data entry'!$E$22","v":25.425388750588237},{"$f":"(L611*'Farm data entry'!$D$14)","v":3.8138083125882352},29.239197063176473,29.239197063176473,0,774.2820502888826,0,29.239197063176473,0,1607.7675804373616,0,29.239197063176473,0,2529.6244374332064,0]
["1987-09-01",1987,244,{"$f":"VLOOKUP($A612,Rainfall!$D$3:$Q$10959,Hydrology!$D$1,FALSE)","v":4.999999968},{"$f":"MAX((D612-'Farm data entry'!$D$24)*'Farm data entry'!$D$23,0)*10*'Farm data entry'!$D$10","v":56.999999391999992},{"$f":"AND(C612>='Farm data entry'!$E$15,Hydrology!C612<='Farm data entry'!$E$16)","v":true},56.999999391999992,{"$f":"VLOOKUP($A612,ETo!$A$3:$N$10959,Hydrology!$D$1,FALSE)","v":1.7618426},{"$f":"(H612*'Farm data entry'!$D$25)","v":1.23328982},{"$f":"kc(C612,Kc!$E$9:$H$9,Kc!$I$9:$K$9)","v":0.84705882352941175},1.0446690240000001,{"$f":"K612*10*'Farm data entry'!$E$22","v":20.893380480000001},{"$f":"(L612*'Farm data entry'!$D$14)","v":3.1340070720000002},24.027387552,24.027387552,0,807.2546621288825,0,24.027387552,0,1640.7401922773618,0,24.027387552,0,2562.5970492732063,0]
["1987-09-02",1987,245,{"$f":"VLOOKUP($A613,Rainfall!$D$3:$Q$10959,Hydrology!$D$1,FALSE)","v":0},{"$f":"MAX((D613-'Farm data entry'!$D$24)*'Farm data entry'!$D$23,0)*10*'Farm data entry'!$D$10","v":0},{"$f":"AND(C613>='Farm data entry'!$E$15,Hydrology!C613<='Farm data entry'!$E$16)","v":true},0,{"$f":"VLOOKUP($A613,ETo!$A$3:$N$10959,Hydrology!$D$1,FALSE)","v":0.95140729999999996},{"$f":"(H613*'Farm data entry'!$D$25)","v":0.66598510999999994},{"$f":"kc(C613,Kc!$E$9:$H$9,Kc!$I$9:$K$9)","v":0.85},0.5660873434999999,{"$f":"K613*10*'Farm data entry'!$E$22","v":11.321746869999998},{"$f":"(L613*'Farm data entry'!$D$14)","v":1.6982620304999998},13.020008900499999,13.020008900499999,0,794.23465322838251,0,13.020008900499999,0,1627.7201833768618,0,13.020008900499999,0,2549.5770403727061,0]
["1987-09-03",1987,246,{"$f":"VLOOKUP($A614,Rainfall!$D$3:$Q$10959,Hydrology!$D$1,FALSE)","v":0},{"$f":"MAX((D614-'Farm data entry'!$D$24)*'Farm data entry'!$D$23,0)*10*'Farm data entry'!$D$10","v":0},{"$f":"AND(C614>='Farm data entry'!$E$15,Hydrology!C614<='Farm data entry'!$E$16)","v":true},0,{"$f":"VLOOKUP($A614,ETo!$A$3:$N$10959,Hydrology!$D$1,FALSE)","v":1.3852046},{"$f":"(H614*'Farm data entry'!$D$25)","v":0.96964321999999992},{"$f":"kc(C614,Kc!$E$9:$H$9,Kc!$I$9:$K$9)","v":0.85},0.82419673699999996,{"$f":"K614*10*'Farm data entry'!$E$22","v":16.483934739999999},{"$f":"(L614*'Farm data entry'!$D$14)","v":2.4725902109999995},18.956524950999999,18.956524950999999,0,775.27812827738251,0,18.956524950999999,0,1608.7636584258619,0,18.956524950999999,0,2530.6205154217059,0]
["1987-09-04",1987,247,{"$f":"VLOOKUP($A615,Rainfall!$D$3:$Q$10959,Hydrology!$D$1,FALSE)","v":9.9999999360000008E-2},{"$f":"MAX((D615-'Farm data entry'!$D$24)*'Farm data entry'!$D$23,0)*10*'Farm data entry'!$D$10","v":0},{"$f":"AND(C615>='Farm data entry'!$E$15,Hydrology!C615<='Farm data entry'!$E$16)","v":true},0,{"$f":"VLOOKUP($A615,ETo!$A$3:$N$10959,Hydrology!$D$1,FALSE)","v":2.1031870000000001},{"$f":"(H615*'Farm data entry'!$D$25)","v":1.4722309},{"$f":"kc(C615,Kc!$E$9:$H$9,Kc!$I$9:$K$9)","v":0.85},1.2513962649999999,{"$f":"K615*10*'Farm data entry'!$E$22","v":25.0279253},{"$f":"(L615*'Farm data entry'!$D$14)","v":3.7541887949999997},28.782114095000001,28.782114095000001,0,746.49601418238251,0,28.782114095000001,0,1579.9815443308619,0,28.782114095000001,0,2501.8384013267059,0]
["1987-09-05",1987,248,{"$f":"VLOOKUP($A616,Rainfall!$D$3:$Q$10959,Hydrology!$D$1,FALSE)","v":4.1999999040000002},{"$f":"MAX((D616-'Farm data entry'!$D$24)*'Farm data entry'!$D$23,0)*10*'Farm data entry'!$D$10","v":41.799998176000003},{"$f":"AND(C616>='Farm data entry'!$E$15,Hydrology!C616<='Farm data entry'!$E$16)","v":true},41.799998176000003,{"$f":"VLOOKUP($A616,ETo!$A$3:$N$10959,Hydrology!$D$1,FALSE)","v":1.4820582},{"$f":"(H616*'Farm data entry'!$D$25)","v":1.0374407399999999},{"$f":"kc(C616,Kc!$E$9:$H$9,Kc!$I$9:$K$9)","v":0.85},0.8818246289999998,{"$f":"K616*10*'Farm data entry'!$E$22","v":17.636492579999995},{"$f":"(L616*'Farm data entry'!$D$14)","v":2.6454738869999992},20.281966466999993,20.281966466999993,0,768.01404589138258,0,20.281966466999993,0,1601.4995760398617,0,20.281966466999993,0,2523.3564330357058,0]
["1987-09-06",1987,249,{"$f":"VLOOKUP($A617,Rainfall!$D$3:$Q$10959,Hydrology!$D$1,FALSE)","v":2.6000000352000003},{"$f":"MAX((D617-'Farm data entry'!$D$24)*'Farm data entry'!$D$23,0)*10*'Farm data entry'!$D$10","v":11.400000668800006},{"$f":"AND(C617>='Farm data entry'!$E$15,Hydrology!C617<='Farm data entry'!$E$16)","v":true},11.400000668800006,{"$f":"VLOOKUP($A617,ETo!$A$3:$N$10959,Hydrology!$D$1,FALSE)","v":1.334603},{"$f":"(H617*'Farm data entry'!$D$25)","v":0.93422209999999994},{"$f":"kc(C617,Kc!$E$9:$H$9,Kc!$I$9:$K$9)","v":0.85},0.79408878499999991,{"$f":"K617*10*'Farm data entry'!$E$22","v":15.881775699999999},{"$f":"(L617*'Farm data entry'!$D$14)","v":2.3822663549999996},18.264042054999997,18.264042054999997,0,761.15000450518255,0,18.264042054999997,0,1594.6355346536618,0,18.264042054999997,0,2516.4923916495059,0]
["1987-09-07",1987,250,{"$f":"VLOOKUP($A618,Rainfall!$D$3:$Q$10959,Hydrology!$D$1,FALSE)","v":0.39999998880000004},{"$f":"MAX((D618-'Farm data entry'!$D$24)*'Farm data entry'!$D$23,0)*10*'Farm data entry'!$D$10","v":0},{"$f":"AND(C618>='Farm data entry'!$E$15,Hydrology!C618<='Farm data entry'!$E$16)","v":true},0,{"$f":"VLOOKUP($A618,ETo!$A$3:$N$10959,Hydrology!$D$1,FALSE)","v":1.4764120000000001},{"$f":"(H618*'Farm data entry'!$D$25)","v":1.0334884},{"$f":"kc(C618,Kc!$E$9:$H$9,Kc!$I$9:$K$9)","v":0.85},0.87846513999999998,{"$f":"K618*10*'Farm data entry'!$E$22","v":17.569302799999999},{"$f":"(L618*'Farm data entry'!$D$14)","v":2.6353954199999996},20.204698219999997,20.204698219999997,0,740.9453062851826,0,20.204698219999997,0,1574.4308364336619,0,20.204698219999997,0,2496.2876934295059,0]
["1987-09-08",1987,251,{"$f":"VLOOKUP($A619,Rainfall!$D$3:$Q$10959,Hydrology!$D$1,FALSE)","v":0},{"$f":"MAX((D619-'Farm data entry'!$D$24)*'Farm data entry'!$D$23,0)*10*'Farm data entry'!$D$10","v":0},{"$f":"AND(C619>='Farm data entry'!$E$15,Hydrology!C619<='Farm data entry'!$E$16)","v":true},0,{"$f":"VLOOKUP($A619,ETo!$A$3:$N$10959,Hydrology!$D$1,FALSE)","v":1.5980247000000001},{"$f":"(H619*'Farm data entry'!$D$25)","v":1.11861729},{"$f":"kc(C619,Kc!$E$9:$H$9,Kc!$I$9:$K$9)","v":0.85},0.95082469650000001,{"$f":"K619*10*'Farm data entry'!$E$22","v":19.016493929999999},{"$f":"(L619*'Farm data entry'!$D$14)","v":2.8524740894999998},21.868968019499999,21.868968019499999,0,719.07633826568258,0,21.868968019499999,0,1552.5618684141618,0,21.868968019499999,0,2474.4187254100061,0]
["1987-09-09",1987,252,{"$f":"VLOOKUP($A620,Rainfall!$D$3:$Q$10959,Hydrology!$D$1,FALSE)","v":0},{"$f":"MAX((D620-'Farm data entry'!$D$24)*'Farm data entry'!$D$23,0)*10*'Farm data entry'!$D$10","v":0},{"$f":"AND(C620>='Farm data entry'!$E$15,Hydrology!C620<='Farm data entry'!$E$16)","v":true},0,{"$f":"VLOOKUP($A620,ETo!$A$3:$N$10959,Hydrology!$D$1,FALSE)","v":1.5728295999999999},{"$f":"(H620*'Farm data entry'!$D$25)","v":1.1009807199999999},{"$f":"kc(C620,Kc!$E$9:$H$9,Kc!$I$9:$K$9)","v":0.85},0.93583361199999993,{"$f":"K620*10*'Farm data entry'!$E$22","v":18.716672239999998},{"$f":"(L620*'Farm data entry'!$D$14)","v":2.8075008359999996},21.524173075999997,21.524173075999997,0,697.55216518968257,0,21.524173075999997,0,1531.0376953381619,0,21.524173075999997,0,2452.8945523340062,0]
["1987-09-10",1987,253,{"$f":"VLOOKUP($A621,Rainfall!$D$3:$Q$10959,Hydrology!$D$1,FALSE)","v":0},{"$f":"MAX((D621-'Farm data entry'!$D$24)*'Farm data entry'!$D$23,0)*10*'Farm data entry'!$D$10","v":0},{"$f":"AND(C621>='Farm data entry'!$E$15,Hydrology!C621<='Farm data entry'!$E$16)","v":true},0,{"$f":"VLOOKUP($A621,ETo!$A$3:$N$10959,Hydrology!$D$1,FALSE)","v":2.3868456},{"$f":"(H621*'Farm data entry'!$D$25)","v":1.6707919199999999},{"$f":"kc(C621,Kc!$E$9:$H$9,Kc!$I$9:$K$9)","v":0.85},1.4201731319999999,{"$f":"K621*10*'Farm data entry'!$E$22","v":28.403462640000001},{"$f":"(L621*'Farm data entry'!$D$14)","v":4.2605193960000003},32.663982036,32.663982036,0,664.88818315368258,0,32.663982036,0,1498.3737133021618,0,32.663982036,0,2420.2305702980061,0]
["1987-09-11",1987,254,{"$f":"VLOOKUP($A622,Rainfall!$D$3:$Q$10959,Hydrology!$D$1,FALSE)","v":2.0999999520000001},{"$f":"MAX((D622-'Farm data entry'!$D$24)*'Farm data entry'!$D$23,0)*10*'Farm data entry'!$D$10","v":1.8999990880000019},{"$f":"AND(C622>='Farm data entry'!$E$15,Hydrology!C622<='Farm data entry'!$E$16)","v":true},1.8999990880000019,{"$f":"VLOOKUP($A622,ETo!$A$3:$N$10959,Hydrology!$D$1,FALSE)","v":1.7591387999999999},{"$f":"(H622*'Farm data entry'!$D$25)","v":1.2313971599999998},{"$f":"kc(C622,Kc!$E$9:$H$9,Kc!$I$9:$K$9)","v":0.85},1.0466875859999998,{"$f":"K622*10*'Farm data entry'!$E$22","v":20.933751719999997},{"$f":"(L622*'Farm data entry'!$D$14)","v":3.1400627579999996},24.073814477999996,24.073814477999996,0,642.7143677636825,0,24.073814477999996,0,1476.1998979121618,0,24.073814477999996,0,2398.0567549080065,0]
["1987-09-12",1987,255,{"$f":"VLOOKUP($A623,Rainfall!$D$3:$Q$10959,Hydrology!$D$1,FALSE)","v":7.9999997760000001},{"$f":"MAX((D623-'Farm data entry'!$D$24)*'Farm data entry'!$D$23,0)*10*'Farm data entry'!$D$10","v":113.99999574399999},{"$f":"AND(C623>='Farm data entry'!$E$15,Hydrology!C623<='Farm data entry'!$E$16)","v":true},113.99999574399999,{"$f":"VLOOKUP($A623,ETo!$A$3:$N$10959,Hydrology!$D$1,FALSE)","v":1.9413214000000001},{"$f":"(H623*'Farm data entry'!$D$25)","v":1.3589249800000001},{"$f":"kc(C623,Kc!$E$9:$H$9,Kc!$I$9:$K$9)","v":0.85},1.155086233,{"$f":"K623*10*'Farm data entry'!$E$22","v":23.101724660000002},{"$f":"(L623*'Farm data entry'!$D$14)","v":3.4652586990000001},26.566983359000002,26.566983359000002,0,730.14738014868249,0,26.566983359000002,0,1563.6329102971617,0,26.566983359000002,0,2485.4897672930065,0]
["1987-09-13",1987,256,{"$f":"VLOOKUP($A624,Rainfall!$D$3:$Q$10959,Hydrology!$D$1,FALSE)","v":0.60000000480000004},{"$f":"MAX((D624-'Farm data entry'!$D$24)*'Farm data entry'!$D$23,0)*10*'Farm data entry'!$D$10","v":0},{"$f":"AND(C624>='Farm data entry'!$E$15,Hydrology!C624<='Farm data entry'!$E$16)","v":true},0,{"$f":"VLOOKUP($A624,ETo!$A$3:$N$10959,Hydrology!$D$1,FALSE)","v":0.643181},{"$f":"(H624*'Farm data entry'!$D$25)","v":0.45022669999999998},{"$f":"kc(C624,Kc!$E$9:$H$9,Kc!$I$9:$K$9)","v":0.85},0.38269269499999997,{"$f":"K624*10*'Farm data entry'!$E$22","v":7.6538538999999997},{"$f":"(L624*'Farm data entry'!$D$14)","v":1.1480780849999999},8.8019319849999995,8.8019319849999995,0,721.34544816368248,0,8.8019319849999995,0,1554.8309783121617,0,8.8019319849999995,0,2476.6878353080065,0]
["1987-09-14",1987,257,{"$f":"VLOOKUP($A625,Rainfall!$D$3:$Q$10959,Hydrology!$D$1,FALSE)","v":0},{"$f":"MAX((D625-'Farm data entry'!$D$24)*'Farm data entry'!$D$23,0)*10*'Farm data entry'!$D$10","v":0},{"$f":"AND(C625>='Farm data entry'!$E$15,Hydrology!C625<='Farm data entry'!$E$16)","v":true},0,{"$f":"VLOOKUP($A625,ETo!$A$3:$N$10959,Hydrology!$D$1,FALSE)","v":1.8497028},{"$f":"(H625*'Farm data entry'!$D$25)","v":1.29479196},{"$f":"kc(C625,Kc!$E$9:$H$9,Kc!$I$9:$K$9)","v":0.85},1.100573166,{"$f":"K625*10*'Farm data entry'!$E$22","v":22.011463320000001},{"$f":"(L625*'Farm data entry'!$D$14)","v":3.3017194980000002},25.313182818000001,25.313182818000001,0,696.0322653456825,0,25.313182818000001,0,1529.5177954941616,0,25.313182818000001,0,2451.3746524900066,0]
["1987-09-15",1987,258,{"$f":"VLOOKUP($A626,Rainfall!$D$3:$Q$10959,Hydrology!$D$1,FALSE)","v":0},{"$f":"MAX((D626-'Farm data entry'!$D$24)*'Farm data entry'!$D$23,0)*10*'Farm data entry'!$D$10","v":0},{"$f":"AND(C626>='Farm data entry'!$E$15,Hydrology!C626<='Farm data entry'!$E$16)","v":true},0,{"$f":"VLOOKUP($A626,ETo!$A$3:$N$10959,Hydrology!$D$1,FALSE)","v":1.3442459},{"$f":"(H626*'Farm data entry'!$D$25)","v":0.94097212999999991},{"$f":"kc(C626,Kc!$E$9:$H$9,Kc!$I$9:$K$9)","v":0.85},0.79982631049999986,{"$f":"K626*10*'Farm data entry'!$E$22","v":15.996526209999997},{"$f":"(L626*'Farm data entry'!$D$14)","v":2.3994789314999996},18.396005141499998,18.396005141499998,0,677.63626020418246,0,18.396005141499998,0,1511.1217903526617,0,18.396005141499998,0,2432.9786473485065,0]
["1987-09-16",1987,259,{"$f":"VLOOKUP($A627,Rainfall!$D$3:$Q$10959,Hydrology!$D$1,FALSE)","v":0},{"$f":"MAX((D627-'Farm data entry'!$D$24)*'Farm data entry'!$D$23,0)*10*'Farm data entry'!$D$10","v":0},{"$f":"AND(C627>='Farm data entry'!$E$15,Hydrology!C627<='Farm data entry'!$E$16)","v":true},0,{"$f":"VLOOKUP($A627,ETo!$A$3:$N$10959,Hydrology!$D$1,FALSE)","v":0.83015119999999998},{"$f":"(H627*'Farm data entry'!$D$25)","v":0.58110583999999998},{"$f":"kc(C627,Kc!$E$9:$H$9,Kc!$I$9:$K$9)","v":0.85},0.49393996399999995,{"$f":"K627*10*'Farm data entry'!$E$22","v":9.8787992799999991},{"$f":"(L627*'Farm data entry'!$D$14)","v":1.4818198919999999},11.360619172,11.360619172,0,666.27564103218242,0,11.360619172,0,1499.7611711806617,0,11.360619172,0,2421.6180281765064,0]
["1987-09-17",1987,260,{"$f":"VLOOKUP($A628,Rainfall!$D$3:$Q$10959,Hydrology!$D$1,FALSE)","v":0.70000001280000002},{"$f":"MAX((D628-'Farm data entry'!$D$24)*'Farm data entry'!$D$23,0)*10*'Farm data entry'!$D$10","v":0},{"$f":"AND(C628>='Farm data entry'!$E$15,Hydrology!C628<='Farm data entry'!$E$16)","v":true},0,{"$f":"VLOOKUP($A628,ETo!$A$3:$N$10959,Hydrology!$D$1,FALSE)","v":1.2312601999999999},{"$f":"(H628*'Farm data entry'!$D$25)","v":0.86188213999999985},{"$f":"kc(C628,Kc!$E$9:$H$9,Kc!$I$9:$K$9)","v":0.85},0.73259981899999982,{"$f":"K628*10*'Farm data entry'!$E$22","v":14.651996379999996},{"$f":"(L628*'Farm data entry'!$D$14)","v":2.1977994569999995},16.849795836999995,16.849795836999995,0,649.42584519518243,0,16.849795836999995,0,1482.9113753436616,0,16.849795836999995,0,2404.7682323395065,0]
["1987-09-18",1987,261,{"$f":"VLOOKUP($A629,Rainfall!$D$3:$Q$10959,Hydrology!$D$1,FALSE)","v":9.9999999360000008E-2},{"$f":"MAX((D629-'Farm data entry'!$D$24)*'Farm data entry'!$D$23,0)*10*'Farm data entry'!$D$10","v":0},{"$f":"AND(C629>='Farm data entry'!$E$15,Hydrology!C629<='Farm data entry'!$E$16)","v":true},0,{"$f":"VLOOKUP($A629,ETo!$A$3:$N$10959,Hydrology!$D$1,FALSE)","v":1.6817991999999999},{"$f":"(H629*'Farm data entry'!$D$25)","v":1.1772594399999998},{"$f":"kc(C629,Kc!$E$9:$H$9,Kc!$I$9:$K$9)","v":0.85},1.0006705239999998,{"$f":"K629*10*'Farm data entry'!$E$22","v":20.013410479999997},{"$f":"(L629*'Farm data entry'!$D$14)","v":3.0020115719999994},23.015422051999998,23.015422051999998,0,626.41042314318247,0,23.015422051999998,0,1459.8959532916615,0,23.015422051999998,0,2381.7528102875067,0]
["1987-09-19",1987,262,{"$f":"VLOOKUP($A630,Rainfall!$D$3:$Q$10959,Hydrology!$D$1,FALSE)","v":5.6999998080000003},{"$f":"MAX((D630-'Farm data entry'!$D$24)*'Farm data entry'!$D$23,0)*10*'Farm data entry'!$D$10","v":70.299996352000008},{"$f":"AND(C630>='Farm data entry'!$E$15,Hydrology!C630<='Farm data entry'!$E$16)","v":true},70.299996352000008,{"$f":"VLOOKUP($A630,ETo!$A$3:$N$10959,Hydrology!$D$1,FALSE)","v":0.3873875},{"$f":"(H630*'Farm data entry'!$D$25)","v":0.27117124999999997},{"$f":"kc(C630,Kc!$E$9:$H$9,Kc!$I$9:$K$9)","v":0.85},0.23049556249999997,{"$f":"K630*10*'Farm data entry'!$E$22","v":4.6099112499999997},{"$f":"(L630*'Farm data entry'!$D$14)","v":0.69148668749999997},5.3013979375,5.3013979375,0,691.40902155768242,0,5.3013979375,0,1524.8945517061616,0,5.3013979375,0,2446.7514087020068,0]
["1987-09-20",1987,263,{"$f":"VLOOKUP($A631,Rainfall!$D$3:$Q$10959,Hydrology!$D$1,FALSE)","v":0},{"$f":"MAX((D631-'Farm data entry'!$D$24)*'Farm data entry'!$D$23,0)*10*'Farm data entry'!$D$10","v":0},{"$f":"AND(C631>='Farm data entry'!$E$15,Hydrology!C631<='Farm data entry'!$E$16)","v":true},0,{"$f":"VLOOKUP($A631,ETo!$A$3:$N$10959,Hydrology!$D$1,FALSE)","v":1.2669357999999999},{"$f":"(H631*'Farm data entry'!$D$25)","v":0.88685505999999992},{"$f":"kc(C631,Kc!$E$9:$H$9,Kc!$I$9:$K$9)","v":0.85},0.75382680099999988,{"$f":"K631*10*'Farm data entry'!$E$22","v":15.076536019999997},{"$f":"(L631*'Farm data entry'!$D$14)","v":2.2614804029999993},17.338016422999996,17.338016422999996,0,674.07100513468242,0,17.338016422999996,0,1507.5565352831616,0,17.338016422999996,0,2429.413392279007,0]
["1987-09-21",1987,264,{"$f":"VLOOKUP($A632,Rainfall!$D$3:$Q$10959,Hydrology!$D$1,FALSE)","v":0},{"$f":"MAX((D632-'Farm data entry'!$D$24)*'Farm data entry'!$D$23,0)*10*'Farm data entry'!$D$10","v":0},{"$f":"AND(C632>='Farm data entry'!$E$15,Hydrology!C632<='Farm data entry'!$E$16)","v":true},0,{"$f":"VLOOKUP($A632,ETo!$A$3:$N$10959,Hydrology!$D$1,FALSE)","v":1.0377907},{"$f":"(H632*'Farm data entry'!$D$25)","v":0.72645348999999992},{"$f":"kc(C632,Kc!$E$9:$H$9,Kc!$I$9:$K$9)","v":0.85},0.61748546649999991,{"$f":"K632*10*'Farm data entry'!$E$22","v":12.349709329999998},{"$f":"(L632*'Farm data entry'!$D$14)","v":1.8524563994999996},14.202165729499997,14.202165729499997,0,659.86883940518237,0,14.202165729499997,0,1493.3543695536616,0,14.202165729499997,0,2415.211226549507,0]
["1987-09-22",1987,265,{"$f":"VLOOKUP($A633,Rainfall!$D$3:$Q$10959,Hydrology!$D$1,FALSE)","v":0},{"$f":"MAX((D633-'Farm data entry'!$D$24)*'Farm data entry'!$D$23,0)*10*'Farm data entry'!$D$10","v":0},{"$f":"AND(C633>='Farm data entry'!$E$15,Hydrology!C633<='Farm data entry'!$E$16)","v":true},0,{"$f":"VLOOKUP($A633,ETo!$A$3:$N$10959,Hydrology!$D$1,FALSE)","v":2.0400233000000001},{"$f":"(H633*'Farm data entry'!$D$25)","v":1.4280163100000001},{"$f":"kc(C633,Kc!$E$9:$H$9,Kc!$I$9:$K$9)","v":0.85},1.2138138635,{"$f":"K633*10*'Farm data entry'!$E$22","v":24.276277270000001},{"$f":"(L633*'Farm data entry'!$D$14)","v":3.6414415904999999},27.917718860500003,27.917718860500003,0,631.95112054468234,0,27.917718860500003,0,1465.4366506931617,0,27.917718860500003,0,2387.2935076890071,0]
["1987-09-23",1987,266,{"$f":"VLOOKUP($A634,Rainfall!$D$3:$Q$10959,Hydrology!$D$1,FALSE)","v":7.9999997760000001},{"$f":"MAX((D634-'Farm data entry'!$D$24)*'Farm data entry'!$D$23,0)*10*'Farm data entry'!$D$10","v":113.99999574399999},{"$f":"AND(C634>='Farm data entry'!$E$15,Hydrology!C634<='Farm data entry'!$E$16)","v":true},113.99999574399999,{"$f":"VLOOKUP($A634,ETo!$A$3:$N$10959,Hydrology!$D$1,FALSE)","v":1.2672935999999999},{"$f":"(H634*'Farm data entry'!$D$25)","v":0.88710551999999987},{"$f":"kc(C634,Kc!$E$9:$H$9,Kc!$I$9:$K$9)","v":0.85},0.75403969199999987,{"$f":"K634*10*'Farm data entry'!$E$22","v":15.080793839999998},{"$f":"(L634*'Farm data entry'!$D$14)","v":2.2621190759999998},17.342912916,17.342912916,0,728.60820337268228,0,17.342912916,0,1562.0937335211618,0,17.342912916,0,2483.9505905170072,0]
["1987-09-24",1987,267,{"$f":"VLOOKUP($A635,Rainfall!$D$3:$Q$10959,Hydrology!$D$1,FALSE)","v":0.60000000480000004},{"$f":"MAX((D635-'Farm data entry'!$D$24)*'Farm data entry'!$D$23,0)*10*'Farm data entry'!$D$10","v":0},{"$f":"AND(C635>='Farm data entry'!$E$15,Hydrology!C635<='Farm data entry'!$E$16)","v":true},0,{"$f":"VLOOKUP($A635,ETo!$A$3:$N$10959,Hydrology!$D$1,FALSE)","v":1.3022431999999999},{"$f":"(H635*'Farm data entry'!$D$25)","v":0.91157023999999987},{"$f":"kc(C635,Kc!$E$9:$H$9,Kc!$I$9:$K$9)","v":0.85},0.77483470399999987,{"$f":"K635*10*'Farm data entry'!$E$22","v":15.496694079999997},{"$f":"(L635*'Farm data entry'!$D$14)","v":2.3245041119999996},17.821198191999997,17.821198191999997,0,710.78700518068229,0,17.821198191999997,0,1544.2725353291617,0,17.821198191999997,0,2466.1293923250073,0]
["1987-09-25",1987,268,{"$f":"VLOOKUP($A636,Rainfall!$D$3:$Q$10959,Hydrology!$D$1,FALSE)","v":0},{"$f":"MAX((D636-'Farm data entry'!$D$24)*'Farm data entry'!$D$23,0)*10*'Farm data entry'!$D$10","v":0},{"$f":"AND(C636>='Farm data entry'!$E$15,Hydrology!C636<='Farm data entry'!$E$16)","v":true},0,{"$f":"VLOOKUP($A636,ETo!$A$3:$N$10959,Hydrology!$D$1,FALSE)","v":1.0811573999999999},{"$f":"(H636*'Farm data entry'!$D$25)","v":0.75681017999999989},{"$f":"kc(C636,Kc!$E$9:$H$9,Kc!$I$9:$K$9)","v":0.85},0.64328865299999993,{"$f":"K636*10*'Farm data entry'!$E$22","v":12.865773059999999},{"$f":"(L636*'Farm data entry'!$D$14)","v":1.9298659589999998},14.795639018999999,14.795639018999999,0,695.99136616168232,0,14.795639018999999,0,1529.4768963101617,0,14.795639018999999,0,2451.3337533060071,0]
["1987-09-26",1987,269,{"$f":"VLOOKUP($A637,Rainfall!$D$3:$Q$10959,Hydrology!$D$1,FALSE)","v":0},{"$f":"MAX((D637-'Farm data entry'!$D$24)*'Farm data entry'!$D$23,0)*10*'Farm data entry'!$D$10","v":0},{"$f":"AND(C637>='Farm data entry'!$E$15,Hydrology!C637<='Farm data entry'!$E$16)","v":true},0,{"$f":"VLOOKUP($A637,ETo!$A$3:$N$10959,Hydrology!$D$1,FALSE)","v":1.316451},{"$f":"(H637*'Farm data entry'!$D$25)","v":0.92151569999999994},{"$f":"kc(C637,Kc!$E$9:$H$9,Kc!$I$9:$K$9)","v":0.85},0.78328834499999989,{"$f":"K637*10*'Farm data entry'!$E$22","v":15.665766899999998},{"$f":"(L637*'Farm data entry'!$D$14)","v":2.3498650349999997},18.015631934999998,18.015631934999998,0,677.97573422668233,0,18.015631934999998,0,1511.4612643751616,0,18.015631934999998,0,2433.3181213710072,0]
["1987-09-27",1987,270,{"$f":"VLOOKUP($A638,Rainfall!$D$3:$Q$10959,Hydrology!$D$1,FALSE)","v":0},{"$f":"MAX((D638-'Farm data entry'!$D$24)*'Farm data entry'!$D$23,0)*10*'Farm data entry'!$D$10","v":0},{"$f":"AND(C638>='Farm data entry'!$E$15,Hydrology!C638<='Farm data entry'!$E$16)","v":true},0,{"$f":"VLOOKUP($A638,ETo!$A$3:$N$10959,Hydrology!$D$1,FALSE)","v":1.0683532},{"$f":"(H638*'Farm data entry'!$D$25)","v":0.74784723999999991},{"$f":"kc(C638,Kc!$E$9:$H$9,Kc!$I$9:$K$9)","v":0.85},0.63567015399999993,{"$f":"K638*10*'Farm data entry'!$E$22","v":12.713403079999999},{"$f":"(L638*'Farm data entry'!$D$14)","v":1.9070104619999997},14.620413541999998,14.620413541999998,0,663.35532068468228,0,14.620413541999998,0,1496.8408508331615,0,14.620413541999998,0,2418.6977078290074,0]
["1987-09-28",1987,271,{"$f":"VLOOKUP($A639,Rainfall!$D$3:$Q$10959,Hydrology!$D$1,FALSE)","v":0},{"$f":"MAX((D639-'Farm data entry'!$D$24)*'Farm data entry'!$D$23,0)*10*'Farm data entry'!$D$10","v":0},{"$f":"AND(C639>='Farm data entry'!$E$15,Hydrology!C639<='Farm data entry'!$E$16)","v":true},0,{"$f":"VLOOKUP($A639,ETo!$A$3:$N$10959,Hydrology!$D$1,FALSE)","v":0.81944450000000002},{"$f":"(H639*'Farm data entry'!$D$25)","v":0.57361114999999996},{"$f":"kc(C639,Kc!$E$9:$H$9,Kc!$I$9:$K$9)","v":0.85},0.48756947749999996,{"$f":"K639*10*'Farm data entry'!$E$22","v":9.751389549999999},{"$f":"(L639*'Farm data entry'!$D$14)","v":1.4627084324999997},11.214097982499998,11.214097982499998,0,652.14122270218229,0,11.214097982499998,0,1485.6267528506614,0,11.214097982499998,0,2407.4836098465075,0]
["1987-09-29",1987,272,{"$f":"VLOOKUP($A640,Rainfall!$D$3:$Q$10959,Hydrology!$D$1,FALSE)","v":0},{"$f":"MAX((D640-'Farm data entry'!$D$24)*'Farm data entry'!$D$23,0)*10*'Farm data entry'!$D$10","v":0},{"$f":"AND(C640>='Farm data entry'!$E$15,Hydrology!C640<='Farm data entry'!$E$16)","v":true},0,{"$f":"VLOOKUP($A640,ETo!$A$3:$N$10959,Hydrology!$D$1,FALSE)","v":0.90387379999999995},{"$f":"(H640*'Farm data entry'!$D$25)","v":0.6327116599999999},{"$f":"kc(C640,Kc!$E$9:$H$9,Kc!$I$9:$K$9)","v":0.85},0.53780491099999994,{"$f":"K640*10*'Farm data entry'!$E$22","v":10.756098219999998},{"$f":"(L640*'Farm data entry'!$D$14)","v":1.6134147329999997},12.369512952999997,12.369512952999997,0,639.77170974918226,0,12.369512952999997,0,1473.2572398976615,0,12.369512952999997,0,2395.1140968935074,0]
["1987-09-30",1987,273,{"$f":"VLOOKUP($A641,Rainfall!$D$3:$Q$10959,Hydrology!$D$1,FALSE)","v":0},{"$f":"MAX((D641-'Farm data entry'!$D$24)*'Farm data entry'!$D$23,0)*10*'Farm data entry'!$D$10","v":0},{"$f":"AND(C641>='Farm data entry'!$E$15,Hydrology!C641<='Farm data entry'!$E$16)","v":true},0,{"$f":"VLOOKUP($A641,ETo!$A$3:$N$10959,Hydrology!$D$1,FALSE)","v":0.9831413},{"$f":"(H641*'Farm data entry'!$D$25)","v":0.68819891},{"$f":"kc(C641,Kc!$E$9:$H$9,Kc!$I$9:$K$9)","v":0.85},0.58496907349999994,{"$f":"K641*10*'Farm data entry'!$E$22","v":11.699381469999999},{"$f":"(L641*'Farm data entry'!$D$14)","v":1.7549072204999998},13.454288690499999,13.454288690499999,0,626.31742105868227,0,13.454288690499999,0,1459.8029512071614,0,13.454288690499999,0,2381.6598082030073,0]
["1987-10-01",1987,274,{"$f":"VLOOKUP($A642,Rainfall!$D$3:$Q$10959,Hydrology!$D$1,FALSE)","v":0},{"$f":"MAX((D642-'Farm data entry'!$D$24)*'Farm data entry'!$D$23,0)*10*'Farm data entry'!$D$10","v":0},{"$f":"AND(C642>='Farm data entry'!$E$15,Hydrology!C642<='Farm data entry'!$E$16)","v":true},0,{"$f":"VLOOKUP($A642,ETo!$A$3:$N$10959,Hydrology!$D$1,FALSE)","v":1.2380017999999999},{"$f":"(H642*'Farm data entry'!$D$25)","v":0.86660125999999993},{"$f":"kc(C642,Kc!$E$9:$H$9,Kc!$I$9:$K$9)","v":0.85},0.7366110709999999,{"$f":"K642*10*'Farm data entry'!$E$22","v":14.732221419999998},{"$f":"(L642*'Farm data entry'!$D$14)","v":2.2098332129999996},16.942054632999998,16.942054632999998,0,609.37536642568227,0,16.942054632999998,0,1442.8608965741614,0,16.942054632999998,0,2364.7177535700075,0]
["1987-10-02",1987,275,{"$f":"VLOOKUP($A643,Rainfall!$D$3:$Q$10959,Hydrology!$D$1,FALSE)","v":0},{"$f":"MAX((D643-'Farm data entry'!$D$24)*'Farm data entry'!$D$23,0)*10*'Farm data entry'!$D$10","v":0},{"$f":"AND(C643>='Farm data entry'!$E$15,Hydrology!C643<='Farm data entry'!$E$16)","v":true},0,{"$f":"VLOOKUP($A643,ETo!$A$3:$N$10959,Hydrology!$D$1,FALSE)","v":0.97108510000000003},{"$f":"(H643*'Farm data entry'!$D$25)","v":0.67975956999999998},{"$f":"kc(C643,Kc!$E$9:$H$9,Kc!$I$9:$K$9)","v":0.85},0.57779563449999993,{"$f":"K643*10*'Farm data entry'!$E$22","v":11.55591269},{"$f":"(L643*'Farm data entry'!$D$14)","v":1.7333869034999998},13.289299593499999,13.289299593499999,0,596.08606683218227,0,13.289299593499999,0,1429.5715969806615,0,13.289299593499999,0,2351.4284539765076,0]
["1987-10-03",1987,{"$f":"A644-DATE(YEAR(A644)-1,12,31)","v":276},{"$f":"VLOOKUP($A644,Rainfall!$D$3:$Q$10959,Hydrology!$D$1,FALSE)","v":4.6999999872},{"$f":"MAX((D644-'Farm data entry'!$D$24)*'Farm data entry'!$D$23,0)*10*'Farm data entry'!$D$10","v":51.299999756799998},{"$f":"AND(C644>='Farm data entry'!$E$15,Hydrology!C644<='Farm data entry'!$E$16)","v":true},{"$f":"E644*F644","v":51.299999756799998},{"$f":"VLOOKUP($A644,ETo!$A$3:$N$10959,Hydrology!$D$1,FALSE)","v":1.5053951999999999},{"$f":"(H644*'Farm data entry'!$D$25)","v":1.0537766399999999},{"$f":"kc(C644,Kc!$E$9:$H$9,Kc!$I$9:$K$9)","v":0.72499999999999998},{"$f":"(J644*I644)","v":0.76398806399999997},{"$f":"K644*10*'Farm data entry'!$E$22","v":15.279761279999999},{"$f":"(L644*'Farm data entry'!$D$14)","v":2.2919641919999996},17.571725471999997,{"$f":"MIN($N644,Q643+$G644)","v":17.571725471999997},{"$f":"MAX(Q643+$G644-$N644-P$1,0)","v":0},{"$f":"MIN(Q643-O644+$G644,P$1)","v":629.81434111698229},0,17.571725471999997,0,1463.2998712654614,0,17.571725471999997,0,2385.1567282613078,0]
["1987-10-04",{"$f":"YEAR(A645)","v":1987},277,{"$f":"VLOOKUP($A645,Rainfall!$D$3:$Q$10959,Hydrology!$D$1,FALSE)","v":2.6000000352000003},{"$f":"MAX((D645-'Farm data entry'!$D$24)*'Farm data entry'!$D$23,0)*10*'Farm data entry'!$D$10","v":11.400000668800006},{"$f":"AND(C645>='Farm data entry'!$E$15,Hydrology!C645<='Farm data entry'!$E$16)","v":true},11.400000668800006,{"$f":"VLOOKUP($A645,ETo!$A$3:$N$10959,Hydrology!$D$1,FALSE)","v":0.69610879999999997},{"$f":"(H645*'Farm data entry'!$D$25)","v":0.48727615999999996},{"$f":"kc(C645,Kc!$E$9:$H$9,Kc!$I$9:$K$9)","v":0.7},0.34109331199999993,{"$f":"K645*10*'Farm data entry'!$E$22","v":6.8218662399999985},{"$f":"(L645*'Farm data entry'!$D$14)","v":1.0232799359999998},{"$f":"SUM(L645:M645)","v":7.8451461759999983},7.8451461759999983,0,633.36919560978231,{"$f":"$N645-O645","v":0},{"$f":"MIN($N645,U644+$G645)","v":7.8451461759999983},{"$f":"MAX(U644+$G645-$N645-T$1,0)","v":0},{"$f":"MIN(U644-S645+$G645,T$1)","v":1466.8547257582613},{"$f":"$N645-S645","v":0},{"$f":"MIN($N645,Y644+$G645)","v":7.8451461759999983},{"$f":"MAX(Y644+$G645-$N645-X$1,0)","v":0},{"$f":"MIN(Y644-W645+$G645,X$1)","v":2388.7115827541079},{"$f":"$N645-W645","v":0}]
["1987-10-05",1987,278,{"$f":"VLOOKUP($A646,Rainfall!$D$3:$Q$10959,Hydrology!$D$1,FALSE)","v":0.19999999872000002},{"$f":"MAX((D646-'Farm data entry'!$D$24)*'Farm data entry'!$D$23,0)*10*'Farm data entry'!$D$10","v":0},{"$f":"AND(C646>='Farm data entry'!$E$15,Hydrology!C646<='Farm data entry'!$E$16)","v":true},0,{"$f":"VLOOKUP($A646,ETo!$A$3:$N$10959,Hydrology!$D$1,FALSE)","v":0.55445599999999995},{"$f":"(H646*'Farm data entry'!$D$25)","v":0.38811919999999994},{"$f":"kc(C646,Kc!$E$9:$H$9,Kc!$I$9:$K$9)","v":0.67500000000000004},0.26198045999999997,{"$f":"K646*10*'Farm data entry'!$E$22","v":5.2396091999999994},{"$f":"(L646*'Farm data entry'!$D$14)","v":0.78594137999999991},6.0255505799999991,6.0255505799999991,0,627.34364502978235,0,6.0255505799999991,0,1460.8291751782613,0,6.0255505799999991,0,2382.6860321741078,0]
["1987-10-06",1987,279,{"$f":"VLOOKUP($A647,Rainfall!$D$3:$Q$10959,Hydrology!$D$1,FALSE)","v":3.7000000800000001},{"$f":"MAX((D647-'Farm data entry'!$D$24)*'Farm data entry'!$D$23,0)*10*'Farm data entry'!$D$10","v":32.300001520000002},{"$f":"AND(C647>='Farm data entry'!$E$15,Hydrology!C647<='Farm data entry'!$E$16)","v":true},32.300001520000002,{"$f":"VLOOKUP($A647,ETo!$A$3:$N$10959,Hydrology!$D$1,FALSE)","v":0.64120390000000005},{"$f":"(H647*'Farm data entry'!$D$25)","v":0.44884273000000002},{"$f":"kc(C647,Kc!$E$9:$H$9,Kc!$I$9:$K$9)","v":0.65},0.2917477745,{"$f":"K647*10*'Farm data entry'!$E$22","v":5.8349554900000005},{"$f":"(L647*'Farm data entry'!$D$14)","v":0.8752433235},6.7101988135000008,6.7101988135000008,0,652.93344773628235,0,6.7101988135000008,0,1486.4189778847613,0,6.7101988135000008,0,2408.2758348806078,0]
["1987-10-07",1987,280,{"$f":"VLOOKUP($A648,Rainfall!$D$3:$Q$10959,Hydrology!$D$1,FALSE)","v":38.599999199999999},{"$f":"MAX((D648-'Farm data entry'!$D$24)*'Farm data entry'!$D$23,0)*10*'Farm data entry'!$D$10","v":695.39998479999997},{"$f":"AND(C648>='Farm data entry'!$E$15,Hydrology!C648<='Farm data entry'!$E$16)","v":true},695.39998479999997,{"$f":"VLOOKUP($A648,ETo!$A$3:$N$10959,Hydrology!$D$1,FALSE)","v":0.22109377},{"$f":"(H648*'Farm data entry'!$D$25)","v":0.15476563899999998},{"$f":"kc(C648,Kc!$E$9:$H$9,Kc!$I$9:$K$9)","v":0.625},9.6728524374999986E-2,{"$f":"K648*10*'Farm data entry'!$E$22","v":1.9345704874999998},{"$f":"(L648*'Farm data entry'!$D$14)","v":0.29018557312499998},2.2247560606249999,2.2247560606249999,346.10867647565738,1000,0,2.2247560606249999,179.59420662413595,2000,0,2.2247560606249999,101.45106361998251,3000,0]
["1987-10-08",1987,281,{"$f":"VLOOKUP($A649,Rainfall!$D$3:$Q$10959,Hydrology!$D$1,FALSE)","v":4.9000001759999998},{"$f":"MAX((D649-'Farm data entry'!$D$24)*'Farm data entry'!$D$23,0)*10*'Farm data entry'!$D$10","v":55.100003343999987},{"$f":"AND(C649>='Farm data entry'!$E$15,Hydrology!C649<='Farm data entry'!$E$16)","v":true},55.100003343999987,{"$f":"VLOOKUP($A649,ETo!$A$3:$N$10959,Hydrology!$D$1,FALSE)","v":1.9914018},{"$f":"(H649*'Farm data entry'!$D$25)","v":1.3939812599999999},{"$f":"kc(C649,Kc!$E$9:$H$9,Kc!$I$9:$K$9)","v":0.6},0.83638875599999996,{"$f":"K649*10*'Farm data entry'!$E$22","v":16.72777512},{"$f":"(L649*'Farm data entry'!$D$14)","v":2.509166268},19.236941388000002,19.236941388000002,35.86306195599991,1000,0,19.236941388000002,35.86306195599991,2000,0,19.236941388000002,35.86306195599991,3000,0]
["1987-10-09",1987,282,{"$f":"VLOOKUP($A650,Rainfall!$D$3:$Q$10959,Hydrology!$D$1,FALSE)","v":19.499999616},{"$f":"MAX((D650-'Farm data entry'!$D$24)*'Farm data entry'!$D$23,0)*10*'Farm data entry'!$D$10","v":332.49999270399996},{"$f":"AND(C650>='Farm data entry'!$E$15,Hydrology!C650<='Farm data entry'!$E$16)","v":true},332.49999270399996,{"$f":"VLOOKUP($A650,ETo!$A$3:$N$10959,Hydrology!$D$1,FALSE)","v":0},{"$f":"(H650*'Farm data entry'!$D$25)","v":0},{"$f":"kc(C650,Kc!$E$9:$H$9,Kc!$I$9:$K$9)","v":0.57499999999999996},0,{"$f":"K650*10*'Farm data entry'!$E$22","v":0},{"$f":"(L650*'Farm data entry'!$D$14)","v":0},0,0,332.49999270399985,1000,0,0,332.49999270399985,2000,0,0,332.49999270399985,3000,0]
["1987-10-10",1987,283,{"$f":"VLOOKUP($A651,Rainfall!$D$3:$Q$10959,Hydrology!$D$1,FALSE)","v":16.700000255999999},{"$f":"MAX((D651-'Farm data entry'!$D$24)*'Farm data entry'!$D$23,0)*10*'Farm data entry'!$D$10","v":279.30000486399996},{"$f":"AND(C651>='Farm data entry'!$E$15,Hydrology!C651<='Farm data entry'!$E$16)","v":true},279.30000486399996,{"$f":"VLOOKUP($A651,ETo!$A$3:$N$10959,Hydrology!$D$1,FALSE)","v":0.15190302},{"$f":"(H651*'Farm data entry'!$D$25)","v":0.10633211399999999},{"$f":"kc(C651,Kc!$E$9:$H$9,Kc!$I$9:$K$9)","v":0.55000000000000004},5.84826627E-2,{"$f":"K651*10*'Farm data entry'!$E$22","v":1.169653254},{"$f":"(L651*'Farm data entry'!$D$14)","v":0.17544798809999998},1.3451012420999999,1.3451012420999999,277.9549036218998,1000,0,1.3451012420999999,277.95490362190003,2000,0,1.3451012420999999,277.95490362190003,3000,0]
["1987-10-11",1987,284,{"$f":"VLOOKUP($A652,Rainfall!$D$3:$Q$10959,Hydrology!$D$1,FALSE)","v":3.3000000479999998},{"$f":"MAX((D652-'Farm data entry'!$D$24)*'Farm data entry'!$D$23,0)*10*'Farm data entry'!$D$10","v":24.700000911999993},{"$f":"AND(C652>='Farm data entry'!$E$15,Hydrology!C652<='Farm data entry'!$E$16)","v":true},24.700000911999993,{"$f":"VLOOKUP($A652,ETo!$A$3:$N$10959,Hydrology!$D$1,FALSE)","v":0.70856669999999999},{"$f":"(H652*'Farm data entry'!$D$25)","v":0.49599668999999996},{"$f":"kc(C652,Kc!$E$9:$H$9,Kc!$I$9:$K$9)","v":0.52500000000000002},0.26039826225000001,{"$f":"K652*10*'Farm data entry'!$E$22","v":5.2079652450000005},{"$f":"(L652*'Farm data entry'!$D$14)","v":0.78119478675000009},5.9891600317500009,5.9891600317500009,18.710840880249975,1000,0,5.9891600317500009,18.710840880249862,2000,0,5.9891600317500009,18.710840880250089,3000,0]
["1987-10-12",1987,285,{"$f":"VLOOKUP($A653,Rainfall!$D$3:$Q$10959,Hydrology!$D$1,FALSE)","v":6.4999998720000001},{"$f":"MAX((D653-'Farm data entry'!$D$24)*'Farm data entry'!$D$23,0)*10*'Farm data entry'!$D$10","v":85.499997567999998},{"$f":"AND(C653>='Farm data entry'!$E$15,Hydrology!C653<='Farm data entry'!$E$16)","v":true},85.499997567999998,{"$f":"VLOOKUP($A653,ETo!$A$3:$N$10959,Hydrology!$D$1,FALSE)","v":0.64641959999999998},{"$f":"(H653*'Farm data entry'!$D$25)","v":0.45249371999999993},{"$f":"kc(C653,Kc!$E$9:$H$9,Kc!$I$9:$K$9)","v":0.5},0.22624685999999997,{"$f":"K653*10*'Farm data entry'!$E$22","v":4.5249371999999992},{"$f":"(L653*'Farm data entry'!$D$14)","v":0.67874057999999982},5.2036777799999987,5.2036777799999987,80.296319788000119,1000,0,5.2036777799999987,80.296319787999892,2000,0,5.2036777799999987,80.296319787999892,3000,0]
["1987-10-13",1987,286,{"$f":"VLOOKUP($A654,Rainfall!$D$3:$Q$10959,Hydrology!$D$1,FALSE)","v":0.60000000480000004},{"$f":"MAX((D654-'Farm data entry'!$D$24)*'Farm data entry'!$D$23,0)*10*'Farm data entry'!$D$10","v":0},{"$f":"AND(C654>='Farm data entry'!$E$15,Hydrology!C654<='Farm data entry'!$E$16)","v":true},0,{"$f":"VLOOKUP($A654,ETo!$A$3:$N$10959,Hydrology!$D$1,FALSE)","v":0.62042830000000004},{"$f":"(H654*'Farm data entry'!$D$25)","v":0.43429981000000001},{"$f":"kc(C654,Kc!$E$9:$H$9,Kc!$I$9:$K$9)","v":0.47499999999999998},0.20629240974999999,{"$f":"K654*10*'Farm data entry'!$E$22","v":4.1258481949999997},{"$f":"(L654*'Farm data entry'!$D$14)","v":0.61887722924999988},4.7447254242499994,4.7447254242499994,0,995.25527457575004,0,4.7447254242499994,0,1995.25527457575,0,4.7447254242499994,0,2995.2552745757498,0]
["1987-10-14",1987,287,{"$f":"VLOOKUP($A655,Rainfall!$D$3:$Q$10959,Hydrology!$D$1,FALSE)","v":14.199999839999998},{"$f":"MAX((D655-'Farm data entry'!$D$24)*'Farm data entry'!$D$23,0)*10*'Farm data entry'!$D$10","v":231.79999695999996},{"$f":"AND(C655>='Farm data entry'!$E$15,Hydrology!C655<='Farm data entry'!$E$16)","v":true},231.79999695999996,{"$f":"VLOOKUP($A655,ETo!$A$3:$N$10959,Hydrology!$D$1,FALSE)","v":0.58895070000000005},{"$f":"(H655*'Farm data entry'!$D$25)","v":0.41226549000000001},{"$f":"kc(C655,Kc!$E$9:$H$9,Kc!$I$9:$K$9)","v":0.45},0.18551947050000001,{"$f":"K655*10*'Farm data entry'!$E$22","v":3.7103894100000003},{"$f":"(L655*'Farm data entry'!$D$14)","v":0.55655841150000007},4.2669478215000005,4.2669478215000005,222.78832371425005,1000,0,4.2669478215000005,222.78832371425005,2000,0,4.2669478215000005,222.78832371425005,3000,0]
["1987-10-15",1987,288,{"$f":"VLOOKUP($A656,Rainfall!$D$3:$Q$10959,Hydrology!$D$1,FALSE)","v":25.600000319999999},{"$f":"MAX((D656-'Farm data entry'!$D$24)*'Farm data entry'!$D$23,0)*10*'Farm data entry'!$D$10","v":448.40000607999997},{"$f":"AND(C656>='Farm data entry'!$E$15,Hydrology!C656<='Farm data entry'!$E$16)","v":true},448.40000607999997,{"$f":"VLOOKUP($A656,ETo!$A$3:$N$10959,Hydrology!$D$1,FALSE)","v":2.1022120000000002},{"$f":"(H656*'Farm data entry'!$D$25)","v":1.4715484000000001},{"$f":"kc(C656,Kc!$E$9:$H$9,Kc!$I$9:$K$9)","v":0.42499999999999999},0.62540806999999998,{"$f":"K656*10*'Farm data entry'!$E$22","v":12.508161399999999},{"$f":"(L656*'Farm data entry'!$D$14)","v":1.8762242099999997},14.384385609999999,14.384385609999999,434.01562046999993,1000,0,14.384385609999999,434.0156204699997,2000,0,14.384385609999999,434.0156204699997,3000,0]
["1987-10-16",1987,289,{"$f":"VLOOKUP($A657,Rainfall!$D$3:$Q$10959,Hydrology!$D$1,FALSE)","v":13.800000671999999},{"$f":"MAX((D657-'Farm data entry'!$D$24)*'Farm data entry'!$D$23,0)*10*'Farm data entry'!$D$10","v":224.20001276799997},{"$f":"AND(C657>='Farm data entry'!$E$15,Hydrology!C657<='Farm data entry'!$E$16)","v":true},224.20001276799997,{"$f":"VLOOKUP($A657,ETo!$A$3:$N$10959,Hydrology!$D$1,FALSE)","v":2.3902041999999999},{"$f":"(H657*'Farm data entry'!$D$25)","v":1.6731429399999997},{"$f":"kc(C657,Kc!$E$9:$H$9,Kc!$I$9:$K$9)","v":0.4},0.6692571759999999,{"$f":"K657*10*'Farm data entry'!$E$22","v":13.385143519999998},{"$f":"(L657*'Farm data entry'!$D$14)","v":2.0077715279999997},15.392915047999997,15.392915047999997,208.80709771999977,1000,0,15.392915047999997,208.80709772,2000,0,15.392915047999997,208.80709772,3000,0]
["1987-10-17",1987,290,{"$f":"VLOOKUP($A658,Rainfall!$D$3:$Q$10959,Hydrology!$D$1,FALSE)","v":2.6000000352000003},{"$f":"MAX((D658-'Farm data entry'!$D$24)*'Farm data entry'!$D$23,0)*10*'Farm data entry'!$D$10","v":11.400000668800006},{"$f":"AND(C658>='Farm data entry'!$E$15,Hydrology!C658<='Farm data entry'!$E$16)","v":true},11.400000668800006,{"$f":"VLOOKUP($A658,ETo!$A$3:$N$10959,Hydrology!$D$1,FALSE)","v":0.69604690000000002},{"$f":"(H658*'Farm data entry'!$D$25)","v":0.48723283000000001},{"$f":"kc(C658,Kc!$E$9:$H$9,Kc!$I$9:$K$9)","v":0.375},0.18271231125000001,{"$f":"K658*10*'Farm data entry'!$E$22","v":3.6542462250000001},{"$f":"(L658*'Farm data entry'!$D$14)","v":0.54813693374999994},4.20238315875,4.20238315875,7.1976175100500086,1000,0,4.20238315875,7.1976175100498949,2000,0,4.20238315875,7.1976175100503497,3000,0]
["1987-10-18",1987,291,{"$f":"VLOOKUP($A659,Rainfall!$D$3:$Q$10959,Hydrology!$D$1,FALSE)","v":0},{"$f":"MAX((D659-'Farm data entry'!$D$24)*'Farm data entry'!$D$23,0)*10*'Farm data entry'!$D$10","v":0},{"$f":"AND(C659>='Farm data entry'!$E$15,Hydrology!C659<='Farm data entry'!$E$16)","v":true},0,{"$f":"VLOOKUP($A659,ETo!$A$3:$N$10959,Hydrology!$D$1,FALSE)","v":1.3839405},{"$f":"(H659*'Farm data entry'!$D$25)","v":0.96875834999999999},{"$f":"kc(C659,Kc!$E$9:$H$9,Kc!$I$9:$K$9)","v":0.35},0.33906542249999999,{"$f":"K659*10*'Farm data entry'!$E$22","v":6.78130845},{"$f":"(L659*'Farm data entry'!$D$14)","v":1.0171962674999999},7.7985047175000002,7.7985047175000002,0,992.20149528249999,0,7.7985047175000002,0,1992.2014952825,0,7.7985047175000002,0,2992.2014952825002,0]
["1987-10-19",1987,292,{"$f":"VLOOKUP($A660,Rainfall!$D$3:$Q$10959,Hydrology!$D$1,FALSE)","v":0},{"$f":"MAX((D660-'Farm data entry'!$D$24)*'Farm data entry'!$D$23,0)*10*'Farm data entry'!$D$10","v":0},{"$f":"AND(C660>='Farm data entry'!$E$15,Hydrology!C660<='Farm data entry'!$E$16)","v":true},0,{"$f":"VLOOKUP($A660,ETo!$A$3:$N$10959,Hydrology!$D$1,FALSE)","v":0.90305789999999997},{"$f":"(H660*'Farm data entry'!$D$25)","v":0.63214052999999992},{"$f":"kc(C660,Kc!$E$9:$H$9,Kc!$I$9:$K$9)","v":0.32500000000000001},0.20544567224999999,{"$f":"K660*10*'Farm data entry'!$E$22","v":4.1089134449999998},{"$f":"(L660*'Farm data entry'!$D$14)","v":0.61633701674999997},4.72525046175,4.72525046175,0,987.47624482075003,0,4.72525046175,0,1987.47624482075,0,4.72525046175,0,2987.4762448207503,0]
["1987-10-20",1987,293,{"$f":"VLOOKUP($A661,Rainfall!$D$3:$Q$10959,Hydrology!$D$1,FALSE)","v":16.400000448},{"$f":"MAX((D661-'Farm data entry'!$D$24)*'Farm data entry'!$D$23,0)*10*'Farm data entry'!$D$10","v":273.60000851199999},{"$f":"AND(C661>='Farm data entry'!$E$15,Hydrology!C661<='Farm data entry'!$E$16)","v":true},273.60000851199999,{"$f":"VLOOKUP($A661,ETo!$A$3:$N$10959,Hydrology!$D$1,FALSE)","v":3.5239207000000001E-3},{"$f":"(H661*'Farm data entry'!$D$25)","v":2.4667444900000001E-3},{"$f":"kc(C661,Kc!$E$9:$H$9,Kc!$I$9:$K$9)","v":0.3},7.4002334700000005E-4,{"$f":"K661*10*'Farm data entry'!$E$22","v":1.4800466940000001E-2},{"$f":"(L661*'Farm data entry'!$D$14)","v":2.220070041E-3},1.7020536981000003E-2,1.7020536981000003E-2,261.05923279576905,1000,0,1.7020536981000003E-2,261.05923279576928,2000,0,1.7020536981000003E-2,261.05923279576928,3000,0]
["1987-10-21",1987,294,{"$f":"VLOOKUP($A662,Rainfall!$D$3:$Q$10959,Hydrology!$D$1,FALSE)","v":3.0000000672000002},{"$f":"MAX((D662-'Farm data entry'!$D$24)*'Farm data entry'!$D$23,0)*10*'Farm data entry'!$D$10","v":19.000001276800003},{"$f":"AND(C662>='Farm data entry'!$E$15,Hydrology!C662<='Farm data entry'!$E$16)","v":true},19.000001276800003,{"$f":"VLOOKUP($A662,ETo!$A$3:$N$10959,Hydrology!$D$1,FALSE)","v":0.8662396},{"$f":"(H662*'Farm data entry'!$D$25)","v":0.60636771999999994},{"$f":"kc(C662,Kc!$E$9:$H$9,Kc!$I$9:$K$9)","v":0.27500000000000002},0.166751123,{"$f":"K662*10*'Farm data entry'!$E$22","v":3.3350224600000002},{"$f":"(L662*'Farm data entry'!$D$14)","v":0.50025336900000006},3.8352758290000004,3.8352758290000004,15.164725447800038,1000,0,3.8352758290000004,15.164725447800038,2000,0,3.8352758290000004,15.164725447800265,3000,0]
["1987-10-22",1987,295,{"$f":"VLOOKUP($A663,Rainfall!$D$3:$Q$10959,Hydrology!$D$1,FALSE)","v":9.9999999360000008E-2},{"$f":"MAX((D663-'Farm data entry'!$D$24)*'Farm data entry'!$D$23,0)*10*'Farm data entry'!$D$10","v":0},{"$f":"AND(C663>='Farm data entry'!$E$15,Hydrology!C663<='Farm data entry'!$E$16)","v":true},0,{"$f":"VLOOKUP($A663,ETo!$A$3:$N$10959,Hydrology!$D$1,FALSE)","v":0.39879933000000001},{"$f":"(H663*'Farm data entry'!$D$25)","v":0.27915953099999996},{"$f":"kc(C663,Kc!$E$9:$H$9,Kc!$I$9:$K$9)","v":0.25},6.978988274999999E-2,{"$f":"K663*10*'Farm data entry'!$E$22","v":1.3957976549999997},{"$f":"(L663*'Farm data entry'!$D$14)","v":0.20936964824999996},1.6051673032499998,1.6051673032499998,0,998.39483269674997,0,1.6051673032499998,0,1998.39483269675,0,1.6051673032499998,0,2998.3948326967502,0]
["1987-10-23",1987,296,{"$f":"VLOOKUP($A664,Rainfall!$D$3:$Q$10959,Hydrology!$D$1,FALSE)","v":0},{"$f":"MAX((D664-'Farm data entry'!$D$24)*'Farm data entry'!$D$23,0)*10*'Farm data entry'!$D$10","v":0},{"$f":"AND(C664>='Farm data entry'!$E$15,Hydrology!C664<='Farm data entry'!$E$16)","v":true},0,{"$f":"VLOOKUP($A664,ETo!$A$3:$N$10959,Hydrology!$D$1,FALSE)","v":0.25800013999999999},{"$f":"(H664*'Farm data entry'!$D$25)","v":0.18060009799999999},{"$f":"kc(C664,Kc!$E$9:$H$9,Kc!$I$9:$K$9)","v":0.22500000000000001},4.0635022049999997E-2,{"$f":"K664*10*'Farm data entry'!$E$22","v":0.81270044099999994},{"$f":"(L664*'Farm data entry'!$D$14)","v":0.12190506614999999},0.9346055071499999,0.9346055071499999,0,997.4602271896,0,0.9346055071499999,0,1997.4602271895999,0,0.9346055071499999,0,2997.4602271896001,0]
["1987-10-24",1987,297,{"$f":"VLOOKUP($A665,Rainfall!$D$3:$Q$10959,Hydrology!$D$1,FALSE)","v":0},{"$f":"MAX((D665-'Farm data entry'!$D$24)*'Farm data entry'!$D$23,0)*10*'Farm data entry'!$D$10","v":0},{"$f":"AND(C665>='Farm data entry'!$E$15,Hydrology!C665<='Farm data entry'!$E$16)","v":true},0,{"$f":"VLOOKUP($A665,ETo!$A$3:$N$10959,Hydrology!$D$1,FALSE)","v":0.29012470000000001},{"$f":"(H665*'Farm data entry'!$D$25)","v":0.20308729},{"$f":"kc(C665,Kc!$E$9:$H$9,Kc!$I$9:$K$9)","v":0.2},4.0617458000000002E-2,{"$f":"K665*10*'Farm data entry'!$E$22","v":0.81234916000000001},{"$f":"(L665*'Farm data entry'!$D$14)","v":0.121852374},0.93420153400000006,0.93420153400000006,0,996.52602565560005,0,0.93420153400000006,0,1996.5260256555998,0,0.93420153400000006,0,2996.5260256556003,0]
["1987-10-25",1987,298,{"$f":"VLOOKUP($A666,Rainfall!$D$3:$Q$10959,Hydrology!$D$1,FALSE)","v":0},{"$f":"MAX((D666-'Farm data entry'!$D$24)*'Farm data entry'!$D$23,0)*10*'Farm data entry'!$D$10","v":0},{"$f":"AND(C666>='Farm data entry'!$E$15,Hydrology!C666<='Farm data entry'!$E$16)","v":true},0,{"$f":"VLOOKUP($A666,ETo!$A$3:$N$10959,Hydrology!$D$1,FALSE)","v":0.31082389999999999},{"$f":"(H666*'Farm data entry'!$D$25)","v":0.21757672999999997},{"$f":"kc(C666,Kc!$E$9:$H$9,Kc!$I$9:$K$9)","v":0.17499999999999999},3.8075927749999995E-2,{"$f":"K666*10*'Farm data entry'!$E$22","v":0.76151855499999987},{"$f":"(L666*'Farm data entry'!$D$14)","v":0.11422778324999998},0.87574633824999981,0.87574633824999981,0,995.65027931735005,0,0.87574633824999981,0,1995.6502793173497,0,0.87574633824999981,0,2995.6502793173504,0]
["1987-10-26",1987,299,{"$f":"VLOOKUP($A667,Rainfall!$D$3:$Q$10959,Hydrology!$D$1,FALSE)","v":0},{"$f":"MAX((D667-'Farm data entry'!$D$24)*'Farm data entry'!$D$23,0)*10*'Farm data entry'!$D$10","v":0},{"$f":"AND(C667>='Farm data entry'!$E$15,Hydrology!C667<='Farm data entry'!$E$16)","v":true},0,{"$f":"VLOOKUP($A667,ETo!$A$3:$N$10959,Hydrology!$D$1,FALSE)","v":9.359336E-2},{"$f":"(H667*'Farm data entry'!$D$25)","v":6.5515351999999999E-2},{"$f":"kc(C667,Kc!$E$9:$H$9,Kc!$I$9:$K$9)","v":0.15},9.8273027999999998E-3,{"$f":"K667*10*'Farm data entry'!$E$22","v":0.196546056},{"$f":"(L667*'Farm data entry'!$D$14)","v":2.94819084E-2},0.2260279644,0.2260279644,0,995.42425135295002,0,0.2260279644,0,1995.4242513529498,0,0.2260279644,0,2995.4242513529503,0]
["1987-10-27",1987,300,{"$f":"VLOOKUP($A668,Rainfall!$D$3:$Q$10959,Hydrology!$D$1,FALSE)","v":0.19999999872000002},{"$f":"MAX((D668-'Farm data entry'!$D$24)*'Farm data entry'!$D$23,0)*10*'Farm data entry'!$D$10","v":0},{"$f":"AND(C668>='Farm data entry'!$E$15,Hydrology!C668<='Farm data entry'!$E$16)","v":true},0,{"$f":"VLOOKUP($A668,ETo!$A$3:$N$10959,Hydrology!$D$1,FALSE)","v":0.32487612999999999},{"$f":"(H668*'Farm data entry'!$D$25)","v":0.22741329099999996},{"$f":"kc(C668,Kc!$E$9:$H$9,Kc!$I$9:$K$9)","v":0.125},2.8426661374999995E-2,{"$f":"K668*10*'Farm data entry'!$E$22","v":0.5685332274999999},{"$f":"(L668*'Farm data entry'!$D$14)","v":8.5279984124999986E-2},0.65381321162499995,0.65381321162499995,0,994.77043814132503,0,0.65381321162499995,0,1994.7704381413248,0,0.65381321162499995,0,2994.770438141325,0]
["1987-10-28",1987,301,{"$f":"VLOOKUP($A669,Rainfall!$D$3:$Q$10959,Hydrology!$D$1,FALSE)","v":9.9999999360000008E-2},{"$f":"MAX((D669-'Farm data entry'!$D$24)*'Farm data entry'!$D$23,0)*10*'Farm data entry'!$D$10","v":0},{"$f":"AND(C669>='Farm data entry'!$E$15,Hydrology!C669<='Farm data entry'!$E$16)","v":true},0,{"$f":"VLOOKUP($A669,ETo!$A$3:$N$10959,Hydrology!$D$1,FALSE)","v":0.4015068},{"$f":"(H669*'Farm data entry'!$D$25)","v":0.28105475999999996},{"$f":"kc(C669,Kc!$E$9:$H$9,Kc!$I$9:$K$9)","v":0.1},2.8105475999999997E-2,{"$f":"K669*10*'Farm data entry'!$E$22","v":0.56210951999999992},{"$f":"(L669*'Farm data entry'!$D$14)","v":8.4316427999999985E-2},0.64642594799999986,0.64642594799999986,0,994.12401219332503,0,0.64642594799999986,0,1994.1240121933249,0,0.64642594799999986,0,2994.1240121933251,0]
["1987-10-29",1987,302,{"$f":"VLOOKUP($A670,Rainfall!$D$3:$Q$10959,Hydrology!$D$1,FALSE)","v":0.19999999872000002},{"$f":"MAX((D670-'Farm data entry'!$D$24)*'Farm data entry'!$D$23,0)*10*'Farm data entry'!$D$10","v":0},{"$f":"AND(C670>='Farm data entry'!$E$15,Hydrology!C670<='Farm data entry'!$E$16)","v":true},0,{"$f":"VLOOKUP($A670,ETo!$A$3:$N$10959,Hydrology!$D$1,FALSE)","v":0.22522533},{"$f":"(H670*'Farm data entry'!$D$25)","v":0.157657731},{"$f":"kc(C670,Kc!$E$9:$H$9,Kc!$I$9:$K$9)","v":7.4999999999999997E-2},1.1824329824999999E-2,{"$f":"K670*10*'Farm data entry'!$E$22","v":0.23648659649999998},{"$f":"(L670*'Farm data entry'!$D$14)","v":3.5472989474999994E-2},0.27195958597499997,0.27195958597499997,0,993.85205260735006,0,0.27195958597499997,0,1993.8520526073498,0,0.27195958597499997,0,2993.8520526073503,0]
["1987-10-30",1987,303,{"$f":"VLOOKUP($A671,Rainfall!$D$3:$Q$10959,Hydrology!$D$1,FALSE)","v":0},{"$f":"MAX((D671-'Farm data entry'!$D$24)*'Farm data entry'!$D$23,0)*10*'Farm data entry'!$D$10","v":0},{"$f":"AND(C671>='Farm data entry'!$E$15,Hydrology!C671<='Farm data entry'!$E$16)","v":true},0,{"$f":"VLOOKUP($A671,ETo!$A$3:$N$10959,Hydrology!$D$1,FALSE)","v":0},{"$f":"(H671*'Farm data entry'!$D$25)","v":0},{"$f":"kc(C671,Kc!$E$9:$H$9,Kc!$I$9:$K$9)","v":0.05},0,{"$f":"K671*10*'Farm data entry'!$E$22","v":0},{"$f":"(L671*'Farm data entry'!$D$14)","v":0},0,0,0,993.85205260735006,0,0,0,1993.8520526073498,0,0,0,2993.8520526073503,0]
["1987-10-31",1987,304,{"$f":"VLOOKUP($A672,Rainfall!$D$3:$Q$10959,Hydrology!$D$1,FALSE)","v":0.39999998880000004},{"$f":"MAX((D672-'Farm data entry'!$D$24)*'Farm data entry'!$D$23,0)*10*'Farm data entry'!$D$10","v":0},{"$f":"AND(C672>='Farm data entry'!$E$15,Hydrology!C672<='Farm data entry'!$E$16)","v":true},0,{"$f":"VLOOKUP($A672,ETo!$A$3:$N$10959,Hydrology!$D$1,FALSE)","v":6.4233615999999993E-2},{"$f":"(H672*'Farm data entry'!$D$25)","v":4.496353119999999E-2},{"$f":"kc(C672,Kc!$E$9:$H$9,Kc!$I$9:$K$9)","v":2.5000000000000001E-2},1.1240882799999998E-3,{"$f":"K672*10*'Farm data entry'!$E$22","v":2.2481765599999995E-2},{"$f":"(L672*'Farm data entry'!$D$14)","v":3.3722648399999991E-3},2.5854030439999995E-2,2.5854030439999995E-2,0,993.82619857691009,0,2.5854030439999995E-2,0,1993.8261985769097,0,2.5854030439999995E-2,0,2993.8261985769104,0]
["1987-11-01",1987,305,{"$f":"VLOOKUP($A673,Rainfall!$D$3:$Q$10959,Hydrology!$D$1,FALSE)","v":0.49999999680000001},{"$f":"MAX((D673-'Farm data entry'!$D$24)*'Farm data entry'!$D$23,0)*10*'Farm data entry'!$D$10","v":0},{"$f":"AND(C673>='Farm data entry'!$E$15,Hydrology!C673<='Farm data entry'!$E$16)","v":false},0,{"$f":"VLOOKUP($A673,ETo!$A$3:$N$10959,Hydrology!$D$1,FALSE)","v":0},{"$f":"(H673*'Farm data entry'!$D$25)","v":0},{"$f":"kc(C673,Kc!$E$9:$H$9,Kc!$I$9:$K$9)","v":0},0,{"$f":"K673*10*'Farm data entry'!$E$22","v":0},{"$f":"(L673*'Farm data entry'!$D$14)","v":0},0,0,0,993.82619857691009,0,0,0,1993.8261985769097,0,0,0,2993.8261985769104,0]
["1987-11-02",1987,306,{"$f":"VLOOKUP($A674,Rainfall!$D$3:$Q$10959,Hydrology!$D$1,FALSE)","v":0},{"$f":"MAX((D674-'Farm data entry'!$D$24)*'Farm data entry'!$D$23,0)*10*'Farm data entry'!$D$10","v":0},{"$f":"AND(C674>='Farm data entry'!$E$15,Hydrology!C674<='Farm data entry'!$E$16)","v":false},0,{"$f":"VLOOKUP($A674,ETo!$A$3:$N$10959,Hydrology!$D$1,FALSE)","v":0.14853394},{"$f":"(H674*'Farm data entry'!$D$25)","v":0.103973758},{"$f":"kc(C674,Kc!$E$9:$H$9,Kc!$I$9:$K$9)","v":0},0,{"$f":"K674*10*'Farm data entry'!$E$22","v":0},{"$f":"(L674*'Farm data entry'!$D$14)","v":0},0,0,0,993.82619857691009,0,0,0,1993.8261985769097,0,0,0,2993.8261985769104,0]
["1987-11-03",1987,307,{"$f":"VLOOKUP($A675,Rainfall!$D$3:$Q$10959,Hydrology!$D$1,FALSE)","v":0},{"$f":"MAX((D675-'Farm data entry'!$D$24)*'Farm data entry'!$D$23,0)*10*'Farm data entry'!$D$10","v":0},{"$f":"AND(C675>='Farm data entry'!$E$15,Hydrology!C675<='Farm data entry'!$E$16)","v":false},0,{"$f":"VLOOKUP($A675,ETo!$A$3:$N$10959,Hydrology!$D$1,FALSE)","v":0.27378044000000001},{"$f":"(H675*'Farm data entry'!$D$25)","v":0.19164630799999999},{"$f":"kc(C675,Kc!$E$9:$H$9,Kc!$I$9:$K$9)","v":0},0,{"$f":"K675*10*'Farm data entry'!$E$22","v":0},{"$f":"(L675*'Farm data entry'!$D$14)","v":0},0,0,0,993.82619857691009,0,0,0,1993.8261985769097,0,0,0,2993.8261985769104,0]
["1987-11-04",1987,308,{"$f":"VLOOKUP($A676,Rainfall!$D$3:$Q$10959,Hydrology!$D$1,FALSE)","v":0},{"$f":"MAX((D676-'Farm data entry'!$D$24)*'Farm data entry'!$D$23,0)*10*'Farm data entry'!$D$10","v":0},{"$f":"AND(C676>='Farm data entry'!$E$15,Hydrology!C676<='Farm data entry'!$E$16)","v":false},0,{"$f":"VLOOKUP($A676,ETo!$A$3:$N$10959,Hydrology!$D$1,FALSE)","v":0.50969050000000005},{"$f":"(H676*'Farm data entry'!$D$25)","v":0.35678335},{"$f":"kc(C676,Kc!$E$9:$H$9,Kc!$I$9:$K$9)","v":0},0,{"$f":"K676*10*'Farm data entry'!$E$22","v":0},{"$f":"(L676*'Farm data entry'!$D$14)","v":0},0,0,0,993.82619857691009,0,0,0,1993.8261985769097,0,0,0,2993.8261985769104,0]
["1987-11-05",1987,309,{"$f":"VLOOKUP($A677,Rainfall!$D$3:$Q$10959,Hydrology!$D$1,FALSE)","v":0},{"$f":"MAX((D677-'Farm data entry'!$D$24)*'Farm data entry'!$D$23,0)*10*'Farm data entry'!$D$10","v":0},{"$f":"AND(C677>='Farm data entry'!$E$15,Hydrology!C677<='Farm data entry'!$E$16)","v":false},0,{"$f":"VLOOKUP($A677,ETo!$A$3:$N$10959,Hydrology!$D$1,FALSE)","v":0.37788389999999999},{"$f":"(H677*'Farm data entry'!$D$25)","v":0.26451872999999998},{"$f":"kc(C677,Kc!$E$9:$H$9,Kc!$I$9:$K$9)","v":0},0,{"$f":"K677*10*'Farm data entry'!$E$22","v":0},{"$f":"(L677*'Farm data entry'!$D$14)","v":0},0,0,0,993.82619857691009,0,0,0,1993.8261985769097,0,0,0,2993.8261985769104,0]
["1987-11-06",1987,310,{"$f":"VLOOKUP($A678,Rainfall!$D$3:$Q$10959,Hydrology!$D$1,FALSE)","v":0},{"$f":"MAX((D678-'Farm data entry'!$D$24)*'Farm data entry'!$D$23,0)*10*'Farm data entry'!$D$10","v":0},{"$f":"AND(C678>='Farm data entry'!$E$15,Hydrology!C678<='Farm data entry'!$E$16)","v":false},0,{"$f":"VLOOKUP($A678,ETo!$A$3:$N$10959,Hydrology!$D$1,FALSE)","v":6.0611190000000002E-2},{"$f":"(H678*'Farm data entry'!$D$25)","v":4.2427832999999998E-2},{"$f":"kc(C678,Kc!$E$9:$H$9,Kc!$I$9:$K$9)","v":0},0,{"$f":"K678*10*'Farm data entry'!$E$22","v":0},{"$f":"(L678*'Farm data entry'!$D$14)","v":0},0,0,0,993.82619857691009,0,0,0,1993.8261985769097,0,0,0,2993.8261985769104,0]
["1987-11-07",1987,311,{"$f":"VLOOKUP($A679,Rainfall!$D$3:$Q$10959,Hydrology!$D$1,FALSE)","v":0},{"$f":"MAX((D679-'Farm data entry'!$D$24)*'Farm data entry'!$D$23,0)*10*'Farm data entry'!$D$10","v":0},{"$f":"AND(C679>='Farm data entry'!$E$15,Hydrology!C679<='Farm data entry'!$E$16)","v":false},0,{"$f":"VLOOKUP($A679,ETo!$A$3:$N$10959,Hydrology!$D$1,FALSE)","v":0},{"$f":"(H679*'Farm data entry'!$D$25)","v":0},{"$f":"kc(C679,Kc!$E$9:$H$9,Kc!$I$9:$K$9)","v":0},0,{"$f":"K679*10*'Farm data entry'!$E$22","v":0},{"$f":"(L679*'Farm data entry'!$D$14)","v":0},0,0,0,993.82619857691009,0,0,0,1993.8261985769097,0,0,0,2993.8261985769104,0]
["1987-11-08",1987,312,{"$f":"VLOOKUP($A680,Rainfall!$D$3:$Q$10959,Hydrology!$D$1,FALSE)","v":4.2999999551999997},{"$f":"MAX((D680-'Farm data entry'!$D$24)*'Farm data entry'!$D$23,0)*10*'Farm data entry'!$D$10","v":43.699999148799989},{"$f":"AND(C680>='Farm data entry'!$E$15,Hydrology!C680<='Farm data entry'!$E$16)","v":false},0,{"$f":"VLOOKUP($A680,ETo!$A$3:$N$10959,Hydrology!$D$1,FALSE)","v":0.25795390000000001},{"$f":"(H680*'Farm data entry'!$D$25)","v":0.18056773000000001},{"$f":"kc(C680,Kc!$E$9:$H$9,Kc!$I$9:$K$9)","v":0},0,{"$f":"K680*10*'Farm data entry'!$E$22","v":0},{"$f":"(L680*'Farm data entry'!$D$14)","v":0},0,0,0,993.82619857691009,0,0,0,1993.8261985769097,0,0,0,2993.8261985769104,0]
["1987-11-09",1987,313,{"$f":"VLOOKUP($A681,Rainfall!$D$3:$Q$10959,Hydrology!$D$1,FALSE)","v":0.99999999360000003},{"$f":"MAX((D681-'Farm data entry'!$D$24)*'Farm data entry'!$D$23,0)*10*'Farm data entry'!$D$10","v":0},{"$f":"AND(C681>='Farm data entry'!$E$15,Hydrology!C681<='Farm data entry'!$E$16)","v":false},0,{"$f":"VLOOKUP($A681,ETo!$A$3:$N$10959,Hydrology!$D$1,FALSE)","v":0},{"$f":"(H681*'Farm data entry'!$D$25)","v":0},{"$f":"kc(C681,Kc!$E$9:$H$9,Kc!$I$9:$K$9)","v":0},0,{"$f":"K681*10*'Farm data entry'!$E$22","v":0},{"$f":"(L681*'Farm data entry'!$D$14)","v":0},0,0,0,993.82619857691009,0,0,0,1993.8261985769097,0,0,0,2993.8261985769104,0]
["1987-11-10",1987,314,{"$f":"VLOOKUP($A682,Rainfall!$D$3:$Q$10959,Hydrology!$D$1,FALSE)","v":4.8000000384000003},{"$f":"MAX((D682-'Farm data entry'!$D$24)*'Farm data entry'!$D$23,0)*10*'Farm data entry'!$D$10","v":53.200000729599999},{"$f":"AND(C682>='Farm data entry'!$E$15,Hydrology!C682<='Farm data entry'!$E$16)","v":false},0,{"$f":"VLOOKUP($A682,ETo!$A$3:$N$10959,Hydrology!$D$1,FALSE)","v":6.1883189999999998E-2},{"$f":"(H682*'Farm data entry'!$D$25)","v":4.3318232999999998E-2},{"$f":"kc(C682,Kc!$E$9:$H$9,Kc!$I$9:$K$9)","v":0},0,{"$f":"K682*10*'Farm data entry'!$E$22","v":0},{"$f":"(L682*'Farm data entry'!$D$14)","v":0},0,0,0,993.82619857691009,0,0,0,1993.8261985769097,0,0,0,2993.8261985769104,0]
["1987-11-11",1987,315,{"$f":"VLOOKUP($A683,Rainfall!$D$3:$Q$10959,Hydrology!$D$1,FALSE)","v":26.099998847999998},{"$f":"MAX((D683-'Farm data entry'!$D$24)*'Farm data entry'!$D$23,0)*10*'Farm data entry'!$D$10","v":457.89997811199999},{"$f":"AND(C683>='Farm data entry'!$E$15,Hydrology!C683<='Farm data entry'!$E$16)","v":false},0,{"$f":"VLOOKUP($A683,ETo!$A$3:$N$10959,Hydrology!$D$1,FALSE)","v":0},{"$f":"(H683*'Farm data entry'!$D$25)","v":0},{"$f":"kc(C683,Kc!$E$9:$H$9,Kc!$I$9:$K$9)","v":0},0,{"$f":"K683*10*'Farm data entry'!$E$22","v":0},{"$f":"(L683*'Farm data entry'!$D$14)","v":0},0,0,0,993.82619857691009,0,0,0,1993.8261985769097,0,0,0,2993.8261985769104,0]
["1987-11-12",1987,316,{"$f":"VLOOKUP($A684,Rainfall!$D$3:$Q$10959,Hydrology!$D$1,FALSE)","v":0.70000001280000002},{"$f":"MAX((D684-'Farm data entry'!$D$24)*'Farm data entry'!$D$23,0)*10*'Farm data entry'!$D$10","v":0},{"$f":"AND(C684>='Farm data entry'!$E$15,Hydrology!C684<='Farm data entry'!$E$16)","v":false},0,{"$f":"VLOOKUP($A684,ETo!$A$3:$N$10959,Hydrology!$D$1,FALSE)","v":0.82252455000000002},{"$f":"(H684*'Farm data entry'!$D$25)","v":0.57576718500000001},{"$f":"kc(C684,Kc!$E$9:$H$9,Kc!$I$9:$K$9)","v":0},0,{"$f":"K684*10*'Farm data entry'!$E$22","v":0},{"$f":"(L684*'Farm data entry'!$D$14)","v":0},0,0,0,993.82619857691009,0,0,0,1993.8261985769097,0,0,0,2993.8261985769104,0]
["1987-11-13",1987,317,{"$f":"VLOOKUP($A685,Rainfall!$D$3:$Q$10959,Hydrology!$D$1,FALSE)","v":7.6000002624},{"$f":"MAX((D685-'Farm data entry'!$D$24)*'Farm data entry'!$D$23,0)*10*'Farm data entry'!$D$10","v":106.40000498559999},{"$f":"AND(C685>='Farm data entry'!$E$15,Hydrology!C685<='Farm data entry'!$E$16)","v":false},0,{"$f":"VLOOKUP($A685,ETo!$A$3:$N$10959,Hydrology!$D$1,FALSE)","v":0.28042915000000002},{"$f":"(H685*'Farm data entry'!$D$25)","v":0.19630040500000001},{"$f":"kc(C685,Kc!$E$9:$H$9,Kc!$I$9:$K$9)","v":0},0,{"$f":"K685*10*'Farm data entry'!$E$22","v":0},{"$f":"(L685*'Farm data entry'!$D$14)","v":0},0,0,0,993.82619857691009,0,0,0,1993.8261985769097,0,0,0,2993.8261985769104,0]
["1987-11-14",1987,318,{"$f":"VLOOKUP($A686,Rainfall!$D$3:$Q$10959,Hydrology!$D$1,FALSE)","v":1.5999999552000002},{"$f":"MAX((D686-'Farm data entry'!$D$24)*'Farm data entry'!$D$23,0)*10*'Farm data entry'!$D$10","v":0},{"$f":"AND(C686>='Farm data entry'!$E$15,Hydrology!C686<='Farm data entry'!$E$16)","v":false},0,{"$f":"VLOOKUP($A686,ETo!$A$3:$N$10959,Hydrology!$D$1,FALSE)","v":0.23900360000000001},{"$f":"(H686*'Farm data entry'!$D$25)","v":0.16730252000000001},{"$f":"kc(C686,Kc!$E$9:$H$9,Kc!$I$9:$K$9)","v":0},0,{"$f":"K686*10*'Farm data entry'!$E$22","v":0},{"$f":"(L686*'Farm data entry'!$D$14)","v":0},0,0,0,993.82619857691009,0,0,0,1993.8261985769097,0,0,0,2993.8261985769104,0]
["1987-11-15",1987,319,{"$f":"VLOOKUP($A687,Rainfall!$D$3:$Q$10959,Hydrology!$D$1,FALSE)","v":1.5999999552000002},{"$f":"MAX((D687-'Farm data entry'!$D$24)*'Farm data entry'!$D$23,0)*10*'Farm data entry'!$D$10","v":0},{"$f":"AND(C687>='Farm data entry'!$E$15,Hydrology!C687<='Farm data entry'!$E$16)","v":false},0,{"$f":"VLOOKUP($A687,ETo!$A$3:$N$10959,Hydrology!$D$1,FALSE)","v":0.23083714999999999},{"$f":"(H687*'Farm data entry'!$D$25)","v":0.16158600499999998},{"$f":"kc(C687,Kc!$E$9:$H$9,Kc!$I$9:$K$9)","v":0},0,{"$f":"K687*10*'Farm data entry'!$E$22","v":0},{"$f":"(L687*'Farm data entry'!$D$14)","v":0},0,0,0,993.82619857691009,0,0,0,1993.8261985769097,0,0,0,2993.8261985769104,0]
["1987-11-16",1987,320,{"$f":"VLOOKUP($A688,Rainfall!$D$3:$Q$10959,Hydrology!$D$1,FALSE)","v":0.30000000671999999},{"$f":"MAX((D688-'Farm data entry'!$D$24)*'Farm data entry'!$D$23,0)*10*'Farm data entry'!$D$10","v":0},{"$f":"AND(C688>='Farm data entry'!$E$15,Hydrology!C688<='Farm data entry'!$E$16)","v":false},0,{"$f":"VLOOKUP($A688,ETo!$A$3:$N$10959,Hydrology!$D$1,FALSE)","v":0.33604847999999998},{"$f":"(H688*'Farm data entry'!$D$25)","v":0.23523393599999998},{"$f":"kc(C688,Kc!$E$9:$H$9,Kc!$I$9:$K$9)","v":0},0,{"$f":"K688*10*'Farm data entry'!$E$22","v":0},{"$f":"(L688*'Farm data entry'!$D$14)","v":0},0,0,0,993.82619857691009,0,0,0,1993.8261985769097,0,0,0,2993.8261985769104,0]
["1987-11-17",1987,321,{"$f":"VLOOKUP($A689,Rainfall!$D$3:$Q$10959,Hydrology!$D$1,FALSE)","v":0},{"$f":"MAX((D689-'Farm data entry'!$D$24)*'Farm data entry'!$D$23,0)*10*'Farm data entry'!$D$10","v":0},{"$f":"AND(C689>='Farm data entry'!$E$15,Hydrology!C689<='Farm data entry'!$E$16)","v":false},0,{"$f":"VLOOKUP($A689,ETo!$A$3:$N$10959,Hydrology!$D$1,FALSE)","v":0.48191279999999997},{"$f":"(H689*'Farm data entry'!$D$25)","v":0.33733895999999997},{"$f":"kc(C689,Kc!$E$9:$H$9,Kc!$I$9:$K$9)","v":0},0,{"$f":"K689*10*'Farm data entry'!$E$22","v":0},{"$f":"(L689*'Farm data entry'!$D$14)","v":0},0,0,0,993.82619857691009,0,0,0,1993.8261985769097,0,0,0,2993.8261985769104,0]
["1987-11-18",1987,322,{"$f":"VLOOKUP($A690,Rainfall!$D$3:$Q$10959,Hydrology!$D$1,FALSE)","v":9.9999999360000008E-2},{"$f":"MAX((D690-'Farm data entry'!$D$24)*'Farm data entry'!$D$23,0)*10*'Farm data entry'!$D$10","v":0},{"$f":"AND(C690>='Farm data entry'!$E$15,Hydrology!C690<='Farm data entry'!$E$16)","v":false},0,{"$f":"VLOOKUP($A690,ETo!$A$3:$N$10959,Hydrology!$D$1,FALSE)","v":0.21801490000000001},{"$f":"(H690*'Farm data entry'!$D$25)","v":0.15261042999999999},{"$f":"kc(C690,Kc!$E$9:$H$9,Kc!$I$9:$K$9)","v":0},0,{"$f":"K690*10*'Farm data entry'!$E$22","v":0},{"$f":"(L690*'Farm data entry'!$D$14)","v":0},0,0,0,993.82619857691009,0,0,0,1993.8261985769097,0,0,0,2993.8261985769104,0]
["1987-11-19",1987,323,{"$f":"VLOOKUP($A691,Rainfall!$D$3:$Q$10959,Hydrology!$D$1,FALSE)","v":6.2999997695999994},{"$f":"MAX((D691-'Farm data entry'!$D$24)*'Farm data entry'!$D$23,0)*10*'Farm data entry'!$D$10","v":81.699995622399996},{"$f":"AND(C691>='Farm data entry'!$E$15,Hydrology!C691<='Farm data entry'!$E$16)","v":false},0,{"$f":"VLOOKUP($A691,ETo!$A$3:$N$10959,Hydrology!$D$1,FALSE)","v":0},{"$f":"(H691*'Farm data entry'!$D$25)","v":0},{"$f":"kc(C691,Kc!$E$9:$H$9,Kc!$I$9:$K$9)","v":0},0,{"$f":"K691*10*'Farm data entry'!$E$22","v":0},{"$f":"(L691*'Farm data entry'!$D$14)","v":0},0,0,0,993.82619857691009,0,0,0,1993.8261985769097,0,0,0,2993.8261985769104,0]
["1987-11-20",1987,324,{"$f":"VLOOKUP($A692,Rainfall!$D$3:$Q$10959,Hydrology!$D$1,FALSE)","v":0},{"$f":"MAX((D692-'Farm data entry'!$D$24)*'Farm data entry'!$D$23,0)*10*'Farm data entry'!$D$10","v":0},{"$f":"AND(C692>='Farm data entry'!$E$15,Hydrology!C692<='Farm data entry'!$E$16)","v":false},0,{"$f":"VLOOKUP($A692,ETo!$A$3:$N$10959,Hydrology!$D$1,FALSE)","v":0.68298239999999999},{"$f":"(H692*'Farm data entry'!$D$25)","v":0.47808767999999996},{"$f":"kc(C692,Kc!$E$9:$H$9,Kc!$I$9:$K$9)","v":0},0,{"$f":"K692*10*'Farm data entry'!$E$22","v":0},{"$f":"(L692*'Farm data entry'!$D$14)","v":0},0,0,0,993.82619857691009,0,0,0,1993.8261985769097,0,0,0,2993.8261985769104,0]
["1987-11-21",1987,325,{"$f":"VLOOKUP($A693,Rainfall!$D$3:$Q$10959,Hydrology!$D$1,FALSE)","v":0.19999999872000002},{"$f":"MAX((D693-'Farm data entry'!$D$24)*'Farm data entry'!$D$23,0)*10*'Farm data entry'!$D$10","v":0},{"$f":"AND(C693>='Farm data entry'!$E$15,Hydrology!C693<='Farm data entry'!$E$16)","v":false},0,{"$f":"VLOOKUP($A693,ETo!$A$3:$N$10959,Hydrology!$D$1,FALSE)","v":0.31928176000000003},{"$f":"(H693*'Farm data entry'!$D$25)","v":0.22349723199999999},{"$f":"kc(C693,Kc!$E$9:$H$9,Kc!$I$9:$K$9)","v":0},0,{"$f":"K693*10*'Farm data entry'!$E$22","v":0},{"$f":"(L693*'Farm data entry'!$D$14)","v":0},0,0,0,993.82619857691009,0,0,0,1993.8261985769097,0,0,0,2993.8261985769104,0]
["1987-11-22",1987,326,{"$f":"VLOOKUP($A694,Rainfall!$D$3:$Q$10959,Hydrology!$D$1,FALSE)","v":1.3999999392},{"$f":"MAX((D694-'Farm data entry'!$D$24)*'Farm data entry'!$D$23,0)*10*'Farm data entry'!$D$10","v":0},{"$f":"AND(C694>='Farm data entry'!$E$15,Hydrology!C694<='Farm data entry'!$E$16)","v":false},0,{"$f":"VLOOKUP($A694,ETo!$A$3:$N$10959,Hydrology!$D$1,FALSE)","v":3.7261265999999999E-3},{"$f":"(H694*'Farm data entry'!$D$25)","v":2.60828862E-3},{"$f":"kc(C694,Kc!$E$9:$H$9,Kc!$I$9:$K$9)","v":0},0,{"$f":"K694*10*'Farm data entry'!$E$22","v":0},{"$f":"(L694*'Farm data entry'!$D$14)","v":0},0,0,0,993.82619857691009,0,0,0,1993.8261985769097,0,0,0,2993.8261985769104,0]
["1987-11-23",1987,327,{"$f":"VLOOKUP($A695,Rainfall!$D$3:$Q$10959,Hydrology!$D$1,FALSE)","v":0.30000000671999999},{"$f":"MAX((D695-'Farm data entry'!$D$24)*'Farm data entry'!$D$23,0)*10*'Farm data entry'!$D$10","v":0},{"$f":"AND(C695>='Farm data entry'!$E$15,Hydrology!C695<='Farm data entry'!$E$16)","v":false},0,{"$f":"VLOOKUP($A695,ETo!$A$3:$N$10959,Hydrology!$D$1,FALSE)","v":0.42258370000000001},{"$f":"(H695*'Farm data entry'!$D$25)","v":0.29580858999999998},{"$f":"kc(C695,Kc!$E$9:$H$9,Kc!$I$9:$K$9)","v":0},0,{"$f":"K695*10*'Farm data entry'!$E$22","v":0},{"$f":"(L695*'Farm data entry'!$D$14)","v":0},0,0,0,993.82619857691009,0,0,0,1993.8261985769097,0,0,0,2993.8261985769104,0]
["1987-11-24",1987,328,{"$f":"VLOOKUP($A696,Rainfall!$D$3:$Q$10959,Hydrology!$D$1,FALSE)","v":0.70000001280000002},{"$f":"MAX((D696-'Farm data entry'!$D$24)*'Farm data entry'!$D$23,0)*10*'Farm data entry'!$D$10","v":0},{"$f":"AND(C696>='Farm data entry'!$E$15,Hydrology!C696<='Farm data entry'!$E$16)","v":false},0,{"$f":"VLOOKUP($A696,ETo!$A$3:$N$10959,Hydrology!$D$1,FALSE)","v":0.13351268999999999},{"$f":"(H696*'Farm data entry'!$D$25)","v":9.3458882999999993E-2},{"$f":"kc(C696,Kc!$E$9:$H$9,Kc!$I$9:$K$9)","v":0},0,{"$f":"K696*10*'Farm data entry'!$E$22","v":0},{"$f":"(L696*'Farm data entry'!$D$14)","v":0},0,0,0,993.82619857691009,0,0,0,1993.8261985769097,0,0,0,2993.8261985769104,0]
["1987-11-25",1987,329,{"$f":"VLOOKUP($A697,Rainfall!$D$3:$Q$10959,Hydrology!$D$1,FALSE)","v":0.19999999872000002},{"$f":"MAX((D697-'Farm data entry'!$D$24)*'Farm data entry'!$D$23,0)*10*'Farm data entry'!$D$10","v":0},{"$f":"AND(C697>='Farm data entry'!$E$15,Hydrology!C697<='Farm data entry'!$E$16)","v":false},0,{"$f":"VLOOKUP($A697,ETo!$A$3:$N$10959,Hydrology!$D$1,FALSE)","v":0.81575363999999995},{"$f":"(H697*'Farm data entry'!$D$25)","v":0.57102754799999988},{"$f":"kc(C697,Kc!$E$9:$H$9,Kc!$I$9:$K$9)","v":0},0,{"$f":"K697*10*'Farm data entry'!$E$22","v":0},{"$f":"(L697*'Farm data entry'!$D$14)","v":0},0,0,0,993.82619857691009,0,0,0,1993.8261985769097,0,0,0,2993.8261985769104,0]
["1987-11-26",1987,330,{"$f":"VLOOKUP($A698,Rainfall!$D$3:$Q$10959,Hydrology!$D$1,FALSE)","v":0.49999999680000001},{"$f":"MAX((D698-'Farm data entry'!$D$24)*'Farm data entry'!$D$23,0)*10*'Farm data entry'!$D$10","v":0},{"$f":"AND(C698>='Farm data entry'!$E$15,Hydrology!C698<='Farm data entry'!$E$16)","v":false},0,{"$f":"VLOOKUP($A698,ETo!$A$3:$N$10959,Hydrology!$D$1,FALSE)","v":0.39252946},{"$f":"(H698*'Farm data entry'!$D$25)","v":0.27477062199999996},{"$f":"kc(C698,Kc!$E$9:$H$9,Kc!$I$9:$K$9)","v":0},0,{"$f":"K698*10*'Farm data entry'!$E$22","v":0},{"$f":"(L698*'Farm data entry'!$D$14)","v":0},0,0,0,993.82619857691009,0,0,0,1993.8261985769097,0,0,0,2993.8261985769104,0]
["1987-11-27",1987,331,{"$f":"VLOOKUP($A699,Rainfall!$D$3:$Q$10959,Hydrology!$D$1,FALSE)","v":0},{"$f":"MAX((D699-'Farm data entry'!$D$24)*'Farm data entry'!$D$23,0)*10*'Farm data entry'!$D$10","v":0},{"$f":"AND(C699>='Farm data entry'!$E$15,Hydrology!C699<='Farm data entry'!$E$16)","v":false},0,{"$f":"VLOOKUP($A699,ETo!$A$3:$N$10959,Hydrology!$D$1,FALSE)","v":0.12146049},{"$f":"(H699*'Farm data entry'!$D$25)","v":8.5022343E-2},{"$f":"kc(C699,Kc!$E$9:$H$9,Kc!$I$9:$K$9)","v":0},0,{"$f":"K699*10*'Farm data entry'!$E$22","v":0},{"$f":"(L699*'Farm data entry'!$D$14)","v":0},0,0,0,993.82619857691009,0,0,0,1993.8261985769097,0,0,0,2993.8261985769104,0]
["1987-11-28",1987,332,{"$f":"VLOOKUP($A700,Rainfall!$D$3:$Q$10959,Hydrology!$D$1,FALSE)","v":0},{"$f":"MAX((D700-'Farm data entry'!$D$24)*'Farm data entry'!$D$23,0)*10*'Farm data entry'!$D$10","v":0},{"$f":"AND(C700>='Farm data entry'!$E$15,Hydrology!C700<='Farm data entry'!$E$16)","v":false},0,{"$f":"VLOOKUP($A700,ETo!$A$3:$N$10959,Hydrology!$D$1,FALSE)","v":0},{"$f":"(H700*'Farm data entry'!$D$25)","v":0},{"$f":"kc(C700,Kc!$E$9:$H$9,Kc!$I$9:$K$9)","v":0},0,{"$f":"K700*10*'Farm data entry'!$E$22","v":0},{"$f":"(L700*'Farm data entry'!$D$14)","v":0},0,0,0,993.82619857691009,0,0,0,1993.8261985769097,0,0,0,2993.8261985769104,0]
["1987-11-29",1987,333,{"$f":"VLOOKUP($A701,Rainfall!$D$3:$Q$10959,Hydrology!$D$1,FALSE)","v":9.9999999360000008E-2},{"$f":"MAX((D701-'Farm data entry'!$D$24)*'Farm data entry'!$D$23,0)*10*'Farm data entry'!$D$10","v":0},{"$f":"AND(C701>='Farm data entry'!$E$15,Hydrology!C701<='Farm data entry'!$E$16)","v":false},0,{"$f":"VLOOKUP($A701,ETo!$A$3:$N$10959,Hydrology!$D$1,FALSE)","v":0},{"$f":"(H701*'Farm data entry'!$D$25)","v":0},{"$f":"kc(C701,Kc!$E$9:$H$9,Kc!$I$9:$K$9)","v":0},0,{"$f":"K701*10*'Farm data entry'!$E$22","v":0},{"$f":"(L701*'Farm data entry'!$D$14)","v":0},0,0,0,993.82619857691009,0,0,0,1993.8261985769097,0,0,0,2993.8261985769104,0]
["1987-11-30",1987,334,{"$f":"VLOOKUP($A702,Rainfall!$D$3:$Q$10959,Hydrology!$D$1,FALSE)","v":9.9999999360000008E-2},{"$f":"MAX((D702-'Farm data entry'!$D$24)*'Farm data entry'!$D$23,0)*10*'Farm data entry'!$D$10","v":0},{"$f":"AND(C702>='Farm data entry'!$E$15,Hydrology!C702<='Farm data entry'!$E$16)","v":false},0,{"$f":"VLOOKUP($A702,ETo!$A$3:$N$10959,Hydrology!$D$1,FALSE)","v":0},{"$f":"(H702*'Farm data entry'!$D$25)","v":0},{"$f":"kc(C702,Kc!$E$9:$H$9,Kc!$I$9:$K$9)","v":0},0,{"$f":"K702*10*'Farm data entry'!$E$22","v":0},{"$f":"(L702*'Farm data entry'!$D$14)","v":0},0,0,0,993.82619857691009,0,0,0,1993.8261985769097,0,0,0,2993.8261985769104,0]
["1987-12-01",1987,335,{"$f":"VLOOKUP($A703,Rainfall!$D$3:$Q$10959,Hydrology!$D$1,FALSE)","v":0},{"$f":"MAX((D703-'Farm data entry'!$D$24)*'Farm data entry'!$D$23,0)*10*'Farm data entry'!$D$10","v":0},{"$f":"AND(C703>='Farm data entry'!$E$15,Hydrology!C703<='Farm data entry'!$E$16)","v":false},0,{"$f":"VLOOKUP($A703,ETo!$A$3:$N$10959,Hydrology!$D$1,FALSE)","v":0},{"$f":"(H703*'Farm data entry'!$D$25)","v":0},{"$f":"kc(C703,Kc!$E$9:$H$9,Kc!$I$9:$K$9)","v":0},0,{"$f":"K703*10*'Farm data entry'!$E$22","v":0},{"$f":"(L703*'Farm data entry'!$D$14)","v":0},0,0,0,993.82619857691009,0,0,0,1993.8261985769097,0,0,0,2993.8261985769104,0]
["1987-12-02",1987,336,{"$f":"VLOOKUP($A704,Rainfall!$D$3:$Q$10959,Hydrology!$D$1,FALSE)","v":0},{"$f":"MAX((D704-'Farm data entry'!$D$24)*'Farm data entry'!$D$23,0)*10*'Farm data entry'!$D$10","v":0},{"$f":"AND(C704>='Farm data entry'!$E$15,Hydrology!C704<='Farm data entry'!$E$16)","v":false},0,{"$f":"VLOOKUP($A704,ETo!$A$3:$N$10959,Hydrology!$D$1,FALSE)","v":1.0410889999999999},{"$f":"(H704*'Farm data entry'!$D$25)","v":0.72876229999999986},{"$f":"kc(C704,Kc!$E$9:$H$9,Kc!$I$9:$K$9)","v":0},0,{"$f":"K704*10*'Farm data entry'!$E$22","v":0},{"$f":"(L704*'Farm data entry'!$D$14)","v":0},0,0,0,993.82619857691009,0,0,0,1993.8261985769097,0,0,0,2993.8261985769104,0]
["1987-12-03",1987,337,{"$f":"VLOOKUP($A705,Rainfall!$D$3:$Q$10959,Hydrology!$D$1,FALSE)","v":0},{"$f":"MAX((D705-'Farm data entry'!$D$24)*'Farm data entry'!$D$23,0)*10*'Farm data entry'!$D$10","v":0},{"$f":"AND(C705>='Farm data entry'!$E$15,Hydrology!C705<='Farm data entry'!$E$16)","v":false},0,{"$f":"VLOOKUP($A705,ETo!$A$3:$N$10959,Hydrology!$D$1,FALSE)","v":0.56336249999999999},{"$f":"(H705*'Farm data entry'!$D$25)","v":0.39435374999999995},{"$f":"kc(C705,Kc!$E$9:$H$9,Kc!$I$9:$K$9)","v":0},0,{"$f":"K705*10*'Farm data entry'!$E$22","v":0},{"$f":"(L705*'Farm data entry'!$D$14)","v":0},0,0,0,993.82619857691009,0,0,0,1993.8261985769097,0,0,0,2993.8261985769104,0]
["1987-12-04",1987,338,{"$f":"VLOOKUP($A706,Rainfall!$D$3:$Q$10959,Hydrology!$D$1,FALSE)","v":0},{"$f":"MAX((D706-'Farm data entry'!$D$24)*'Farm data entry'!$D$23,0)*10*'Farm data entry'!$D$10","v":0},{"$f":"AND(C706>='Farm data entry'!$E$15,Hydrology!C706<='Farm data entry'!$E$16)","v":false},0,{"$f":"VLOOKUP($A706,ETo!$A$3:$N$10959,Hydrology!$D$1,FALSE)","v":0.30710799999999999},{"$f":"(H706*'Farm data entry'!$D$25)","v":0.21497559999999999},{"$f":"kc(C706,Kc!$E$9:$H$9,Kc!$I$9:$K$9)","v":0},0,{"$f":"K706*10*'Farm data entry'!$E$22","v":0},{"$f":"(L706*'Farm data entry'!$D$14)","v":0},0,0,0,993.82619857691009,0,0,0,1993.8261985769097,0,0,0,2993.8261985769104,0]
["1987-12-05",1987,339,{"$f":"VLOOKUP($A707,Rainfall!$D$3:$Q$10959,Hydrology!$D$1,FALSE)","v":0},{"$f":"MAX((D707-'Farm data entry'!$D$24)*'Farm data entry'!$D$23,0)*10*'Farm data entry'!$D$10","v":0},{"$f":"AND(C707>='Farm data entry'!$E$15,Hydrology!C707<='Farm data entry'!$E$16)","v":false},0,{"$f":"VLOOKUP($A707,ETo!$A$3:$N$10959,Hydrology!$D$1,FALSE)","v":7.7184879999999997E-2},{"$f":"(H707*'Farm data entry'!$D$25)","v":5.4029415999999997E-2},{"$f":"kc(C707,Kc!$E$9:$H$9,Kc!$I$9:$K$9)","v":0},0,{"$f":"K707*10*'Farm data entry'!$E$22","v":0},{"$f":"(L707*'Farm data entry'!$D$14)","v":0},0,0,0,993.82619857691009,0,0,0,1993.8261985769097,0,0,0,2993.8261985769104,0]
["1987-12-06",1987,{"$f":"A708-DATE(YEAR(A708)-1,12,31)","v":340},{"$f":"VLOOKUP($A708,Rainfall!$D$3:$Q$10959,Hydrology!$D$1,FALSE)","v":0},{"$f":"MAX((D708-'Farm data entry'!$D$24)*'Farm data entry'!$D$23,0)*10*'Farm data entry'!$D$10","v":0},{"$f":"AND(C708>='Farm data entry'!$E$15,Hydrology!C708<='Farm data entry'!$E$16)","v":false},{"$f":"E708*F708","v":0},{"$f":"VLOOKUP($A708,ETo!$A$3:$N$10959,Hydrology!$D$1,FALSE)","v":0.35394320000000001},{"$f":"(H708*'Farm data entry'!$D$25)","v":0.24776023999999999},{"$f":"kc(C708,Kc!$E$9:$H$9,Kc!$I$9:$K$9)","v":0},{"$f":"(J708*I708)","v":0},{"$f":"K708*10*'Farm data entry'!$E$22","v":0},{"$f":"(L708*'Farm data entry'!$D$14)","v":0},0,{"$f":"MIN($N708,Q707+$G708)","v":0},{"$f":"MAX(Q707+$G708-$N708-P$1,0)","v":0},{"$f":"MIN(Q707-O708+$G708,P$1)","v":993.82619857691009},0,0,0,1993.8261985769097,0,0,0,2993.8261985769104,0]
["1987-12-07",{"$f":"YEAR(A709)","v":1987},341,{"$f":"VLOOKUP($A709,Rainfall!$D$3:$Q$10959,Hydrology!$D$1,FALSE)","v":0},{"$f":"MAX((D709-'Farm data entry'!$D$24)*'Farm data entry'!$D$23,0)*10*'Farm data entry'!$D$10","v":0},{"$f":"AND(C709>='Farm data entry'!$E$15,Hydrology!C709<='Farm data entry'!$E$16)","v":false},0,{"$f":"VLOOKUP($A709,ETo!$A$3:$N$10959,Hydrology!$D$1,FALSE)","v":0.58955866000000001},{"$f":"(H709*'Farm data entry'!$D$25)","v":0.412691062},{"$f":"kc(C709,Kc!$E$9:$H$9,Kc!$I$9:$K$9)","v":0},0,{"$f":"K709*10*'Farm data entry'!$E$22","v":0},{"$f":"(L709*'Farm data entry'!$D$14)","v":0},{"$f":"SUM(L709:M709)","v":0},0,0,993.82619857691009,{"$f":"$N709-O709","v":0},{"$f":"MIN($N709,U708+$G709)","v":0},{"$f":"MAX(U708+$G709-$N709-T$1,0)","v":0},{"$f":"MIN(U708-S709+$G709,T$1)","v":1993.8261985769097},{"$f":"$N709-S709","v":0},{"$f":"MIN($N709,Y708+$G709)","v":0},{"$f":"MAX(Y708+$G709-$N709-X$1,0)","v":0},{"$f":"MIN(Y708-W709+$G709,X$1)","v":2993.8261985769104},{"$f":"$N709-W709","v":0}]
["1987-12-08",1987,342,{"$f":"VLOOKUP($A710,Rainfall!$D$3:$Q$10959,Hydrology!$D$1,FALSE)","v":0},{"$f":"MAX((D710-'Farm data entry'!$D$24)*'Farm data entry'!$D$23,0)*10*'Farm data entry'!$D$10","v":0},{"$f":"AND(C710>='Farm data entry'!$E$15,Hydrology!C710<='Farm data entry'!$E$16)","v":false},0,{"$f":"VLOOKUP($A710,ETo!$A$3:$N$10959,Hydrology!$D$1,FALSE)","v":0.15689054},{"$f":"(H710*'Farm data entry'!$D$25)","v":0.10982337799999999},{"$f":"kc(C710,Kc!$E$9:$H$9,Kc!$I$9:$K$9)","v":0},0,{"$f":"K710*10*'Farm data entry'!$E$22","v":0},{"$f":"(L710*'Farm data entry'!$D$14)","v":0},0,0,0,993.82619857691009,0,0,0,1993.8261985769097,0,0,0,2993.8261985769104,0]
["1987-12-09",1987,343,{"$f":"VLOOKUP($A711,Rainfall!$D$3:$Q$10959,Hydrology!$D$1,FALSE)","v":0},{"$f":"MAX((D711-'Farm data entry'!$D$24)*'Farm data entry'!$D$23,0)*10*'Farm data entry'!$D$10","v":0},{"$f":"AND(C711>='Farm data entry'!$E$15,Hydrology!C711<='Farm data entry'!$E$16)","v":false},0,{"$f":"VLOOKUP($A711,ETo!$A$3:$N$10959,Hydrology!$D$1,FALSE)","v":0},{"$f":"(H711*'Farm data entry'!$D$25)","v":0},{"$f":"kc(C711,Kc!$E$9:$H$9,Kc!$I$9:$K$9)","v":0},0,{"$f":"K711*10*'Farm data entry'!$E$22","v":0},{"$f":"(L711*'Farm data entry'!$D$14)","v":0},0,0,0,993.82619857691009,0,0,0,1993.8261985769097,0,0,0,2993.8261985769104,0]
["1987-12-10",1987,344,{"$f":"VLOOKUP($A712,Rainfall!$D$3:$Q$10959,Hydrology!$D$1,FALSE)","v":0},{"$f":"MAX((D712-'Farm data entry'!$D$24)*'Farm data entry'!$D$23,0)*10*'Farm data entry'!$D$10","v":0},{"$f":"AND(C712>='Farm data entry'!$E$15,Hydrology!C712<='Farm data entry'!$E$16)","v":false},0,{"$f":"VLOOKUP($A712,ETo!$A$3:$N$10959,Hydrology!$D$1,FALSE)","v":0},{"$f":"(H712*'Farm data entry'!$D$25)","v":0},{"$f":"kc(C712,Kc!$E$9:$H$9,Kc!$I$9:$K$9)","v":0},0,{"$f":"K712*10*'Farm data entry'!$E$22","v":0},{"$f":"(L712*'Farm data entry'!$D$14)","v":0},0,0,0,993.82619857691009,0,0,0,1993.8261985769097,0,0,0,2993.8261985769104,0]
["1987-12-11",1987,345,{"$f":"VLOOKUP($A713,Rainfall!$D$3:$Q$10959,Hydrology!$D$1,FALSE)","v":0},{"$f":"MAX((D713-'Farm data entry'!$D$24)*'Farm data entry'!$D$23,0)*10*'Farm data entry'!$D$10","v":0},{"$f":"AND(C713>='Farm data entry'!$E$15,Hydrology!C713<='Farm data entry'!$E$16)","v":false},0,{"$f":"VLOOKUP($A713,ETo!$A$3:$N$10959,Hydrology!$D$1,FALSE)","v":0},{"$f":"(H713*'Farm data entry'!$D$25)","v":0},{"$f":"kc(C713,Kc!$E$9:$H$9,Kc!$I$9:$K$9)","v":0},0,{"$f":"K713*10*'Farm data entry'!$E$22","v":0},{"$f":"(L713*'Farm data entry'!$D$14)","v":0},0,0,0,993.82619857691009,0,0,0,1993.8261985769097,0,0,0,2993.8261985769104,0]
["1987-12-12",1987,346,{"$f":"VLOOKUP($A714,Rainfall!$D$3:$Q$10959,Hydrology!$D$1,FALSE)","v":0},{"$f":"MAX((D714-'Farm data entry'!$D$24)*'Farm data entry'!$D$23,0)*10*'Farm data entry'!$D$10","v":0},{"$f":"AND(C714>='Farm data entry'!$E$15,Hydrology!C714<='Farm data entry'!$E$16)","v":false},0,{"$f":"VLOOKUP($A714,ETo!$A$3:$N$10959,Hydrology!$D$1,FALSE)","v":0},{"$f":"(H714*'Farm data entry'!$D$25)","v":0},{"$f":"kc(C714,Kc!$E$9:$H$9,Kc!$I$9:$K$9)","v":0},0,{"$f":"K714*10*'Farm data entry'!$E$22","v":0},{"$f":"(L714*'Farm data entry'!$D$14)","v":0},0,0,0,993.82619857691009,0,0,0,1993.8261985769097,0,0,0,2993.8261985769104,0]
["1987-12-13",1987,347,{"$f":"VLOOKUP($A715,Rainfall!$D$3:$Q$10959,Hydrology!$D$1,FALSE)","v":0},{"$f":"MAX((D715-'Farm data entry'!$D$24)*'Farm data entry'!$D$23,0)*10*'Farm data entry'!$D$10","v":0},{"$f":"AND(C715>='Farm data entry'!$E$15,Hydrology!C715<='Farm data entry'!$E$16)","v":false},0,{"$f":"VLOOKUP($A715,ETo!$A$3:$N$10959,Hydrology!$D$1,FALSE)","v":0.26867455000000001},{"$f":"(H715*'Farm data entry'!$D$25)","v":0.188072185},{"$f":"kc(C715,Kc!$E$9:$H$9,Kc!$I$9:$K$9)","v":0},0,{"$f":"K715*10*'Farm data entry'!$E$22","v":0},{"$f":"(L715*'Farm data entry'!$D$14)","v":0},0,0,0,993.82619857691009,0,0,0,1993.8261985769097,0,0,0,2993.8261985769104,0]
["1987-12-14",1987,348,{"$f":"VLOOKUP($A716,Rainfall!$D$3:$Q$10959,Hydrology!$D$1,FALSE)","v":0},{"$f":"MAX((D716-'Farm data entry'!$D$24)*'Farm data entry'!$D$23,0)*10*'Farm data entry'!$D$10","v":0},{"$f":"AND(C716>='Farm data entry'!$E$15,Hydrology!C716<='Farm data entry'!$E$16)","v":false},0,{"$f":"VLOOKUP($A716,ETo!$A$3:$N$10959,Hydrology!$D$1,FALSE)","v":0.12880802},{"$f":"(H716*'Farm data entry'!$D$25)","v":9.0165613999999991E-2},{"$f":"kc(C716,Kc!$E$9:$H$9,Kc!$I$9:$K$9)","v":0},0,{"$f":"K716*10*'Farm data entry'!$E$22","v":0},{"$f":"(L716*'Farm data entry'!$D$14)","v":0},0,0,0,993.82619857691009,0,0,0,1993.8261985769097,0,0,0,2993.8261985769104,0]
["1987-12-15",1987,349,{"$f":"VLOOKUP($A717,Rainfall!$D$3:$Q$10959,Hydrology!$D$1,FALSE)","v":4.8000000384000003},{"$f":"MAX((D717-'Farm data entry'!$D$24)*'Farm data entry'!$D$23,0)*10*'Farm data entry'!$D$10","v":53.200000729599999},{"$f":"AND(C717>='Farm data entry'!$E$15,Hydrology!C717<='Farm data entry'!$E$16)","v":false},0,{"$f":"VLOOKUP($A717,ETo!$A$3:$N$10959,Hydrology!$D$1,FALSE)","v":0.56501100000000004},{"$f":"(H717*'Farm data entry'!$D$25)","v":0.39550770000000002},{"$f":"kc(C717,Kc!$E$9:$H$9,Kc!$I$9:$K$9)","v":0},0,{"$f":"K717*10*'Farm data entry'!$E$22","v":0},{"$f":"(L717*'Farm data entry'!$D$14)","v":0},0,0,0,993.82619857691009,0,0,0,1993.8261985769097,0,0,0,2993.8261985769104,0]
["1987-12-16",1987,350,{"$f":"VLOOKUP($A718,Rainfall!$D$3:$Q$10959,Hydrology!$D$1,FALSE)","v":2.499999984},{"$f":"MAX((D718-'Farm data entry'!$D$24)*'Farm data entry'!$D$23,0)*10*'Farm data entry'!$D$10","v":9.4999996959999997},{"$f":"AND(C718>='Farm data entry'!$E$15,Hydrology!C718<='Farm data entry'!$E$16)","v":false},0,{"$f":"VLOOKUP($A718,ETo!$A$3:$N$10959,Hydrology!$D$1,FALSE)","v":0},{"$f":"(H718*'Farm data entry'!$D$25)","v":0},{"$f":"kc(C718,Kc!$E$9:$H$9,Kc!$I$9:$K$9)","v":0},0,{"$f":"K718*10*'Farm data entry'!$E$22","v":0},{"$f":"(L718*'Farm data entry'!$D$14)","v":0},0,0,0,993.82619857691009,0,0,0,1993.8261985769097,0,0,0,2993.8261985769104,0]
["1987-12-17",1987,351,{"$f":"VLOOKUP($A719,Rainfall!$D$3:$Q$10959,Hydrology!$D$1,FALSE)","v":2.2999999680000003},{"$f":"MAX((D719-'Farm data entry'!$D$24)*'Farm data entry'!$D$23,0)*10*'Farm data entry'!$D$10","v":5.6999993920000049},{"$f":"AND(C719>='Farm data entry'!$E$15,Hydrology!C719<='Farm data entry'!$E$16)","v":false},0,{"$f":"VLOOKUP($A719,ETo!$A$3:$N$10959,Hydrology!$D$1,FALSE)","v":0.32729760000000002},{"$f":"(H719*'Farm data entry'!$D$25)","v":0.22910832},{"$f":"kc(C719,Kc!$E$9:$H$9,Kc!$I$9:$K$9)","v":0},0,{"$f":"K719*10*'Farm data entry'!$E$22","v":0},{"$f":"(L719*'Farm data entry'!$D$14)","v":0},0,0,0,993.82619857691009,0,0,0,1993.8261985769097,0,0,0,2993.8261985769104,0]
["1987-12-18",1987,352,{"$f":"VLOOKUP($A720,Rainfall!$D$3:$Q$10959,Hydrology!$D$1,FALSE)","v":0},{"$f":"MAX((D720-'Farm data entry'!$D$24)*'Farm data entry'!$D$23,0)*10*'Farm data entry'!$D$10","v":0},{"$f":"AND(C720>='Farm data entry'!$E$15,Hydrology!C720<='Farm data entry'!$E$16)","v":false},0,{"$f":"VLOOKUP($A720,ETo!$A$3:$N$10959,Hydrology!$D$1,FALSE)","v":6.0768962000000003E-2},{"$f":"(H720*'Farm data entry'!$D$25)","v":4.25382734E-2},{"$f":"kc(C720,Kc!$E$9:$H$9,Kc!$I$9:$K$9)","v":0},0,{"$f":"K720*10*'Farm data entry'!$E$22","v":0},{"$f":"(L720*'Farm data entry'!$D$14)","v":0},0,0,0,993.82619857691009,0,0,0,1993.8261985769097,0,0,0,2993.8261985769104,0]
["1987-12-19",1987,353,{"$f":"VLOOKUP($A721,Rainfall!$D$3:$Q$10959,Hydrology!$D$1,FALSE)","v":0},{"$f":"MAX((D721-'Farm data entry'!$D$24)*'Farm data entry'!$D$23,0)*10*'Farm data entry'!$D$10","v":0},{"$f":"AND(C721>='Farm data entry'!$E$15,Hydrology!C721<='Farm data entry'!$E$16)","v":false},0,{"$f":"VLOOKUP($A721,ETo!$A$3:$N$10959,Hydrology!$D$1,FALSE)","v":0.29483408},{"$f":"(H721*'Farm data entry'!$D$25)","v":0.20638385599999998},{"$f":"kc(C721,Kc!$E$9:$H$9,Kc!$I$9:$K$9)","v":0},0,{"$f":"K721*10*'Farm data entry'!$E$22","v":0},{"$f":"(L721*'Farm data entry'!$D$14)","v":0},0,0,0,993.82619857691009,0,0,0,1993.8261985769097,0,0,0,2993.8261985769104,0]
["1987-12-20",1987,354,{"$f":"VLOOKUP($A722,Rainfall!$D$3:$Q$10959,Hydrology!$D$1,FALSE)","v":0},{"$f":"MAX((D722-'Farm data entry'!$D$24)*'Farm data entry'!$D$23,0)*10*'Farm data entry'!$D$10","v":0},{"$f":"AND(C722>='Farm data entry'!$E$15,Hydrology!C722<='Farm data entry'!$E$16)","v":false},0,{"$f":"VLOOKUP($A722,ETo!$A$3:$N$10959,Hydrology!$D$1,FALSE)","v":0.2932324},{"$f":"(H722*'Farm data entry'!$D$25)","v":0.20526268},{"$f":"kc(C722,Kc!$E$9:$H$9,Kc!$I$9:$K$9)","v":0},0,{"$f":"K722*10*'Farm data entry'!$E$22","v":0},{"$f":"(L722*'Farm data entry'!$D$14)","v":0},0,0,0,993.82619857691009,0,0,0,1993.8261985769097,0,0,0,2993.8261985769104,0]
["1987-12-21",1987,355,{"$f":"VLOOKUP($A723,Rainfall!$D$3:$Q$10959,Hydrology!$D$1,FALSE)","v":0},{"$f":"MAX((D723-'Farm data entry'!$D$24)*'Farm data entry'!$D$23,0)*10*'Farm data entry'!$D$10","v":0},{"$f":"AND(C723>='Farm data entry'!$E$15,Hydrology!C723<='Farm data entry'!$E$16)","v":false},0,{"$f":"VLOOKUP($A723,ETo!$A$3:$N$10959,Hydrology!$D$1,FALSE)","v":0.4139369},{"$f":"(H723*'Farm data entry'!$D$25)","v":0.28975582999999999},{"$f":"kc(C723,Kc!$E$9:$H$9,Kc!$I$9:$K$9)","v":0},0,{"$f":"K723*10*'Farm data entry'!$E$22","v":0},{"$f":"(L723*'Farm data entry'!$D$14)","v":0},0,0,0,993.82619857691009,0,0,0,1993.8261985769097,0,0,0,2993.8261985769104,0]
["1987-12-22",1987,356,{"$f":"VLOOKUP($A724,Rainfall!$D$3:$Q$10959,Hydrology!$D$1,FALSE)","v":0},{"$f":"MAX((D724-'Farm data entry'!$D$24)*'Farm data entry'!$D$23,0)*10*'Farm data entry'!$D$10","v":0},{"$f":"AND(C724>='Farm data entry'!$E$15,Hydrology!C724<='Farm data entry'!$E$16)","v":false},0,{"$f":"VLOOKUP($A724,ETo!$A$3:$N$10959,Hydrology!$D$1,FALSE)","v":0},{"$f":"(H724*'Farm data entry'!$D$25)","v":0},{"$f":"kc(C724,Kc!$E$9:$H$9,Kc!$I$9:$K$9)","v":0},0,{"$f":"K724*10*'Farm data entry'!$E$22","v":0},{"$f":"(L724*'Farm data entry'!$D$14)","v":0},0,0,0,993.82619857691009,0,0,0,1993.8261985769097,0,0,0,2993.8261985769104,0]
["1987-12-23",1987,357,{"$f":"VLOOKUP($A725,Rainfall!$D$3:$Q$10959,Hydrology!$D$1,FALSE)","v":0.39999998880000004},{"$f":"MAX((D725-'Farm data entry'!$D$24)*'Farm data entry'!$D$23,0)*10*'Farm data entry'!$D$10","v":0},{"$f":"AND(C725>='Farm data entry'!$E$15,Hydrology!C725<='Farm data entry'!$E$16)","v":false},0,{"$f":"VLOOKUP($A725,ETo!$A$3:$N$10959,Hydrology!$D$1,FALSE)","v":0},{"$f":"(H725*'Farm data entry'!$D$25)","v":0},{"$f":"kc(C725,Kc!$E$9:$H$9,Kc!$I$9:$K$9)","v":0},0,{"$f":"K725*10*'Farm data entry'!$E$22","v":0},{"$f":"(L725*'Farm data entry'!$D$14)","v":0},0,0,0,993.82619857691009,0,0,0,1993.8261985769097,0,0,0,2993.8261985769104,0]
["1987-12-24",1987,358,{"$f":"VLOOKUP($A726,Rainfall!$D$3:$Q$10959,Hydrology!$D$1,FALSE)","v":1.1000000448},{"$f":"MAX((D726-'Farm data entry'!$D$24)*'Farm data entry'!$D$23,0)*10*'Farm data entry'!$D$10","v":0},{"$f":"AND(C726>='Farm data entry'!$E$15,Hydrology!C726<='Farm data entry'!$E$16)","v":false},0,{"$f":"VLOOKUP($A726,ETo!$A$3:$N$10959,Hydrology!$D$1,FALSE)","v":2.6540719000000001E-2},{"$f":"(H726*'Farm data entry'!$D$25)","v":1.85785033E-2},{"$f":"kc(C726,Kc!$E$9:$H$9,Kc!$I$9:$K$9)","v":0},0,{"$f":"K726*10*'Farm data entry'!$E$22","v":0},{"$f":"(L726*'Farm data entry'!$D$14)","v":0},0,0,0,993.82619857691009,0,0,0,1993.8261985769097,0,0,0,2993.8261985769104,0]
["1987-12-25",1987,359,{"$f":"VLOOKUP($A727,Rainfall!$D$3:$Q$10959,Hydrology!$D$1,FALSE)","v":0},{"$f":"MAX((D727-'Farm data entry'!$D$24)*'Farm data entry'!$D$23,0)*10*'Farm data entry'!$D$10","v":0},{"$f":"AND(C727>='Farm data entry'!$E$15,Hydrology!C727<='Farm data entry'!$E$16)","v":false},0,{"$f":"VLOOKUP($A727,ETo!$A$3:$N$10959,Hydrology!$D$1,FALSE)","v":0},{"$f":"(H727*'Farm data entry'!$D$25)","v":0},{"$f":"kc(C727,Kc!$E$9:$H$9,Kc!$I$9:$K$9)","v":0},0,{"$f":"K727*10*'Farm data entry'!$E$22","v":0},{"$f":"(L727*'Farm data entry'!$D$14)","v":0},0,0,0,993.82619857691009,0,0,0,1993.8261985769097,0,0,0,2993.8261985769104,0]
["1987-12-26",1987,360,{"$f":"VLOOKUP($A728,Rainfall!$D$3:$Q$10959,Hydrology!$D$1,FALSE)","v":0},{"$f":"MAX((D728-'Farm data entry'!$D$24)*'Farm data entry'!$D$23,0)*10*'Farm data entry'!$D$10","v":0},{"$f":"AND(C728>='Farm data entry'!$E$15,Hydrology!C728<='Farm data entry'!$E$16)","v":false},0,{"$f":"VLOOKUP($A728,ETo!$A$3:$N$10959,Hydrology!$D$1,FALSE)","v":0},{"$f":"(H728*'Farm data entry'!$D$25)","v":0},{"$f":"kc(C728,Kc!$E$9:$H$9,Kc!$I$9:$K$9)","v":0},0,{"$f":"K728*10*'Farm data entry'!$E$22","v":0},{"$f":"(L728*'Farm data entry'!$D$14)","v":0},0,0,0,993.82619857691009,0,0,0,1993.8261985769097,0,0,0,2993.8261985769104,0]
["1987-12-27",1987,361,{"$f":"VLOOKUP($A729,Rainfall!$D$3:$Q$10959,Hydrology!$D$1,FALSE)","v":0},{"$f":"MAX((D729-'Farm data entry'!$D$24)*'Farm data entry'!$D$23,0)*10*'Farm data entry'!$D$10","v":0},{"$f":"AND(C729>='Farm data entry'!$E$15,Hydrology!C729<='Farm data entry'!$E$16)","v":false},0,{"$f":"VLOOKUP($A729,ETo!$A$3:$N$10959,Hydrology!$D$1,FALSE)","v":0.27867585},{"$f":"(H729*'Farm data entry'!$D$25)","v":0.195073095},{"$f":"kc(C729,Kc!$E$9:$H$9,Kc!$I$9:$K$9)","v":0},0,{"$f":"K729*10*'Farm data entry'!$E$22","v":0},{"$f":"(L729*'Farm data entry'!$D$14)","v":0},0,0,0,993.82619857691009,0,0,0,1993.8261985769097,0,0,0,2993.8261985769104,0]
["1987-12-28",1987,362,{"$f":"VLOOKUP($A730,Rainfall!$D$3:$Q$10959,Hydrology!$D$1,FALSE)","v":0},{"$f":"MAX((D730-'Farm data entry'!$D$24)*'Farm data entry'!$D$23,0)*10*'Farm data entry'!$D$10","v":0},{"$f":"AND(C730>='Farm data entry'!$E$15,Hydrology!C730<='Farm data entry'!$E$16)","v":false},0,{"$f":"VLOOKUP($A730,ETo!$A$3:$N$10959,Hydrology!$D$1,FALSE)","v":0.27045723999999999},{"$f":"(H730*'Farm data entry'!$D$25)","v":0.18932006799999998},{"$f":"kc(C730,Kc!$E$9:$H$9,Kc!$I$9:$K$9)","v":0},0,{"$f":"K730*10*'Farm data entry'!$E$22","v":0},{"$f":"(L730*'Farm data entry'!$D$14)","v":0},0,0,0,993.82619857691009,0,0,0,1993.8261985769097,0,0,0,2993.8261985769104,0]
["1987-12-29",1987,363,{"$f":"VLOOKUP($A731,Rainfall!$D$3:$Q$10959,Hydrology!$D$1,FALSE)","v":2.2999999680000003},{"$f":"MAX((D731-'Farm data entry'!$D$24)*'Farm data entry'!$D$23,0)*10*'Farm data entry'!$D$10","v":5.6999993920000049},{"$f":"AND(C731>='Farm data entry'!$E$15,Hydrology!C731<='Farm data entry'!$E$16)","v":false},0,{"$f":"VLOOKUP($A731,ETo!$A$3:$N$10959,Hydrology!$D$1,FALSE)","v":0.38260435999999998},{"$f":"(H731*'Farm data entry'!$D$25)","v":0.26782305199999995},{"$f":"kc(C731,Kc!$E$9:$H$9,Kc!$I$9:$K$9)","v":0},0,{"$f":"K731*10*'Farm data entry'!$E$22","v":0},{"$f":"(L731*'Farm data entry'!$D$14)","v":0},0,0,0,993.82619857691009,0,0,0,1993.8261985769097,0,0,0,2993.8261985769104,0]
["1987-12-30",1987,364,{"$f":"VLOOKUP($A732,Rainfall!$D$3:$Q$10959,Hydrology!$D$1,FALSE)","v":2.4000000192000002},{"$f":"MAX((D732-'Farm data entry'!$D$24)*'Farm data entry'!$D$23,0)*10*'Farm data entry'!$D$10","v":7.6000003648000023},{"$f":"AND(C732>='Farm data entry'!$E$15,Hydrology!C732<='Farm data entry'!$E$16)","v":false},0,{"$f":"VLOOKUP($A732,ETo!$A$3:$N$10959,Hydrology!$D$1,FALSE)","v":0.23389398},{"$f":"(H732*'Farm data entry'!$D$25)","v":0.16372578599999998},{"$f":"kc(C732,Kc!$E$9:$H$9,Kc!$I$9:$K$9)","v":0},0,{"$f":"K732*10*'Farm data entry'!$E$22","v":0},{"$f":"(L732*'Farm data entry'!$D$14)","v":0},0,0,0,993.82619857691009,0,0,0,1993.8261985769097,0,0,0,2993.8261985769104,0]
["1987-12-31",1987,365,{"$f":"VLOOKUP($A733,Rainfall!$D$3:$Q$10959,Hydrology!$D$1,FALSE)","v":0.39999998880000004},{"$f":"MAX((D733-'Farm data entry'!$D$24)*'Farm data entry'!$D$23,0)*10*'Farm data entry'!$D$10","v":0},{"$f":"AND(C733>='Farm data entry'!$E$15,Hydrology!C733<='Farm data entry'!$E$16)","v":false},0,{"$f":"VLOOKUP($A733,ETo!$A$3:$N$10959,Hydrology!$D$1,FALSE)","v":0.22070824999999999},{"$f":"(H733*'Farm data entry'!$D$25)","v":0.15449577499999997},{"$f":"kc(C733,Kc!$E$9:$H$9,Kc!$I$9:$K$9)","v":0},0,{"$f":"K733*10*'Farm data entry'!$E$22","v":0},{"$f":"(L733*'Farm data entry'!$D$14)","v":0},0,0,0,993.82619857691009,0,0,0,1993.8261985769097,0,0,0,2993.8261985769104,0]
["1988-01-01",1988,1,{"$f":"VLOOKUP($A734,Rainfall!$D$3:$Q$10959,Hydrology!$D$1,FALSE)","v":4.999999968},{"$f":"MAX((D734-'Farm data entry'!$D$24)*'Farm data entry'!$D$23,0)*10*'Farm data entry'!$D$10","v":56.999999391999992},{"$f":"AND(C734>='Farm data entry'!$E$15,Hydrology!C734<='Farm data entry'!$E$16)","v":false},0,{"$f":"VLOOKUP($A734,ETo!$A$3:$N$10959,Hydrology!$D$1,FALSE)","v":0.79568636000000004},{"$f":"(H734*'Farm data entry'!$D$25)","v":0.55698045200000001},{"$f":"kc(C734,Kc!$E$9:$H$9,Kc!$I$9:$K$9)","v":0},0,{"$f":"K734*10*'Farm data entry'!$E$22","v":0},{"$f":"(L734*'Farm data entry'!$D$14)","v":0},0,0,0,993.82619857691009,0,0,0,1993.8261985769097,0,0,0,2993.8261985769104,0]
["1988-01-02",1988,2,{"$f":"VLOOKUP($A735,Rainfall!$D$3:$Q$10959,Hydrology!$D$1,FALSE)","v":5.6999998080000003},{"$f":"MAX((D735-'Farm data entry'!$D$24)*'Farm data entry'!$D$23,0)*10*'Farm data entry'!$D$10","v":70.299996352000008},{"$f":"AND(C735>='Farm data entry'!$E$15,Hydrology!C735<='Farm data entry'!$E$16)","v":false},0,{"$f":"VLOOKUP($A735,ETo!$A$3:$N$10959,Hydrology!$D$1,FALSE)","v":0},{"$f":"(H735*'Farm data entry'!$D$25)","v":0},{"$f":"kc(C735,Kc!$E$9:$H$9,Kc!$I$9:$K$9)","v":0},0,{"$f":"K735*10*'Farm data entry'!$E$22","v":0},{"$f":"(L735*'Farm data entry'!$D$14)","v":0},0,0,0,993.82619857691009,0,0,0,1993.8261985769097,0,0,0,2993.8261985769104,0]
["1988-01-03",1988,3,{"$f":"VLOOKUP($A736,Rainfall!$D$3:$Q$10959,Hydrology!$D$1,FALSE)","v":3.0999998592},{"$f":"MAX((D736-'Farm data entry'!$D$24)*'Farm data entry'!$D$23,0)*10*'Farm data entry'!$D$10","v":20.899997324799998},{"$f":"AND(C736>='Farm data entry'!$E$15,Hydrology!C736<='Farm data entry'!$E$16)","v":false},0,{"$f":"VLOOKUP($A736,ETo!$A$3:$N$10959,Hydrology!$D$1,FALSE)","v":1.1416158999999999},{"$f":"(H736*'Farm data entry'!$D$25)","v":0.79913112999999991},{"$f":"kc(C736,Kc!$E$9:$H$9,Kc!$I$9:$K$9)","v":0},0,{"$f":"K736*10*'Farm data entry'!$E$22","v":0},{"$f":"(L736*'Farm data entry'!$D$14)","v":0},0,0,0,993.82619857691009,0,0,0,1993.8261985769097,0,0,0,2993.8261985769104,0]
["1988-01-04",1988,4,{"$f":"VLOOKUP($A737,Rainfall!$D$3:$Q$10959,Hydrology!$D$1,FALSE)","v":16.400000448},{"$f":"MAX((D737-'Farm data entry'!$D$24)*'Farm data entry'!$D$23,0)*10*'Farm data entry'!$D$10","v":273.60000851199999},{"$f":"AND(C737>='Farm data entry'!$E$15,Hydrology!C737<='Farm data entry'!$E$16)","v":false},0,{"$f":"VLOOKUP($A737,ETo!$A$3:$N$10959,Hydrology!$D$1,FALSE)","v":1.0426896999999999},{"$f":"(H737*'Farm data entry'!$D$25)","v":0.72988278999999989},{"$f":"kc(C737,Kc!$E$9:$H$9,Kc!$I$9:$K$9)","v":0},0,{"$f":"K737*10*'Farm data entry'!$E$22","v":0},{"$f":"(L737*'Farm data entry'!$D$14)","v":0},0,0,0,993.82619857691009,0,0,0,1993.8261985769097,0,0,0,2993.8261985769104,0]
["1988-01-05",1988,5,{"$f":"VLOOKUP($A738,Rainfall!$D$3:$Q$10959,Hydrology!$D$1,FALSE)","v":13.100000831999999},{"$f":"MAX((D738-'Farm data entry'!$D$24)*'Farm data entry'!$D$23,0)*10*'Farm data entry'!$D$10","v":210.90001580799998},{"$f":"AND(C738>='Farm data entry'!$E$15,Hydrology!C738<='Farm data entry'!$E$16)","v":false},0,{"$f":"VLOOKUP($A738,ETo!$A$3:$N$10959,Hydrology!$D$1,FALSE)","v":4.5077859999999997E-2},{"$f":"(H738*'Farm data entry'!$D$25)","v":3.1554501999999998E-2},{"$f":"kc(C738,Kc!$E$9:$H$9,Kc!$I$9:$K$9)","v":0},0,{"$f":"K738*10*'Farm data entry'!$E$22","v":0},{"$f":"(L738*'Farm data entry'!$D$14)","v":0},0,0,0,993.82619857691009,0,0,0,1993.8261985769097,0,0,0,2993.8261985769104,0]
["1988-01-06",1988,6,{"$f":"VLOOKUP($A739,Rainfall!$D$3:$Q$10959,Hydrology!$D$1,FALSE)","v":3.0999998592},{"$f":"MAX((D739-'Farm data entry'!$D$24)*'Farm data entry'!$D$23,0)*10*'Farm data entry'!$D$10","v":20.899997324799998},{"$f":"AND(C739>='Farm data entry'!$E$15,Hydrology!C739<='Farm data entry'!$E$16)","v":false},0,{"$f":"VLOOKUP($A739,ETo!$A$3:$N$10959,Hydrology!$D$1,FALSE)","v":1.37355},{"$f":"(H739*'Farm data entry'!$D$25)","v":0.96148499999999992},{"$f":"kc(C739,Kc!$E$9:$H$9,Kc!$I$9:$K$9)","v":0},0,{"$f":"K739*10*'Farm data entry'!$E$22","v":0},{"$f":"(L739*'Farm data entry'!$D$14)","v":0},0,0,0,993.82619857691009,0,0,0,1993.8261985769097,0,0,0,2993.8261985769104,0]
["1988-01-07",1988,7,{"$f":"VLOOKUP($A740,Rainfall!$D$3:$Q$10959,Hydrology!$D$1,FALSE)","v":0},{"$f":"MAX((D740-'Farm data entry'!$D$24)*'Farm data entry'!$D$23,0)*10*'Farm data entry'!$D$10","v":0},{"$f":"AND(C740>='Farm data entry'!$E$15,Hydrology!C740<='Farm data entry'!$E$16)","v":false},0,{"$f":"VLOOKUP($A740,ETo!$A$3:$N$10959,Hydrology!$D$1,FALSE)","v":0.32866466},{"$f":"(H740*'Farm data entry'!$D$25)","v":0.23006526199999999},{"$f":"kc(C740,Kc!$E$9:$H$9,Kc!$I$9:$K$9)","v":0},0,{"$f":"K740*10*'Farm data entry'!$E$22","v":0},{"$f":"(L740*'Farm data entry'!$D$14)","v":0},0,0,0,993.82619857691009,0,0,0,1993.8261985769097,0,0,0,2993.8261985769104,0]
["1988-01-08",1988,8,{"$f":"VLOOKUP($A741,Rainfall!$D$3:$Q$10959,Hydrology!$D$1,FALSE)","v":1.2000000096000001},{"$f":"MAX((D741-'Farm data entry'!$D$24)*'Farm data entry'!$D$23,0)*10*'Farm data entry'!$D$10","v":0},{"$f":"AND(C741>='Farm data entry'!$E$15,Hydrology!C741<='Farm data entry'!$E$16)","v":false},0,{"$f":"VLOOKUP($A741,ETo!$A$3:$N$10959,Hydrology!$D$1,FALSE)","v":0.50220450000000005},{"$f":"(H741*'Farm data entry'!$D$25)","v":0.35154315000000003},{"$f":"kc(C741,Kc!$E$9:$H$9,Kc!$I$9:$K$9)","v":0},0,{"$f":"K741*10*'Farm data entry'!$E$22","v":0},{"$f":"(L741*'Farm data entry'!$D$14)","v":0},0,0,0,993.82619857691009,0,0,0,1993.8261985769097,0,0,0,2993.8261985769104,0]
["1988-01-09",1988,9,{"$f":"VLOOKUP($A742,Rainfall!$D$3:$Q$10959,Hydrology!$D$1,FALSE)","v":3.8000001312},{"$f":"MAX((D742-'Farm data entry'!$D$24)*'Farm data entry'!$D$23,0)*10*'Farm data entry'!$D$10","v":34.200002492799996},{"$f":"AND(C742>='Farm data entry'!$E$15,Hydrology!C742<='Farm data entry'!$E$16)","v":false},0,{"$f":"VLOOKUP($A742,ETo!$A$3:$N$10959,Hydrology!$D$1,FALSE)","v":0},{"$f":"(H742*'Farm data entry'!$D$25)","v":0},{"$f":"kc(C742,Kc!$E$9:$H$9,Kc!$I$9:$K$9)","v":0},0,{"$f":"K742*10*'Farm data entry'!$E$22","v":0},{"$f":"(L742*'Farm data entry'!$D$14)","v":0},0,0,0,993.82619857691009,0,0,0,1993.8261985769097,0,0,0,2993.8261985769104,0]
["1988-01-10",1988,10,{"$f":"VLOOKUP($A743,Rainfall!$D$3:$Q$10959,Hydrology!$D$1,FALSE)","v":2.6000000352000003},{"$f":"MAX((D743-'Farm data entry'!$D$24)*'Farm data entry'!$D$23,0)*10*'Farm data entry'!$D$10","v":11.400000668800006},{"$f":"AND(C743>='Farm data entry'!$E$15,Hydrology!C743<='Farm data entry'!$E$16)","v":false},0,{"$f":"VLOOKUP($A743,ETo!$A$3:$N$10959,Hydrology!$D$1,FALSE)","v":0},{"$f":"(H743*'Farm data entry'!$D$25)","v":0},{"$f":"kc(C743,Kc!$E$9:$H$9,Kc!$I$9:$K$9)","v":0},0,{"$f":"K743*10*'Farm data entry'!$E$22","v":0},{"$f":"(L743*'Farm data entry'!$D$14)","v":0},0,0,0,993.82619857691009,0,0,0,1993.8261985769097,0,0,0,2993.8261985769104,0]
["1988-01-11",1988,11,{"$f":"VLOOKUP($A744,Rainfall!$D$3:$Q$10959,Hydrology!$D$1,FALSE)","v":0.30000000671999999},{"$f":"MAX((D744-'Farm data entry'!$D$24)*'Farm data entry'!$D$23,0)*10*'Farm data entry'!$D$10","v":0},{"$f":"AND(C744>='Farm data entry'!$E$15,Hydrology!C744<='Farm data entry'!$E$16)","v":false},0,{"$f":"VLOOKUP($A744,ETo!$A$3:$N$10959,Hydrology!$D$1,FALSE)","v":0.25769570000000003},{"$f":"(H744*'Farm data entry'!$D$25)","v":0.18038699},{"$f":"kc(C744,Kc!$E$9:$H$9,Kc!$I$9:$K$9)","v":0},0,{"$f":"K744*10*'Farm data entry'!$E$22","v":0},{"$f":"(L744*'Farm data entry'!$D$14)","v":0},0,0,0,993.82619857691009,0,0,0,1993.8261985769097,0,0,0,2993.8261985769104,0]
["1988-01-12",1988,12,{"$f":"VLOOKUP($A745,Rainfall!$D$3:$Q$10959,Hydrology!$D$1,FALSE)","v":5.3000002080000002},{"$f":"MAX((D745-'Farm data entry'!$D$24)*'Farm data entry'!$D$23,0)*10*'Farm data entry'!$D$10","v":62.700003952000003},{"$f":"AND(C745>='Farm data entry'!$E$15,Hydrology!C745<='Farm data entry'!$E$16)","v":false},0,{"$f":"VLOOKUP($A745,ETo!$A$3:$N$10959,Hydrology!$D$1,FALSE)","v":0.10932269},{"$f":"(H745*'Farm data entry'!$D$25)","v":7.6525882999999989E-2},{"$f":"kc(C745,Kc!$E$9:$H$9,Kc!$I$9:$K$9)","v":0},0,{"$f":"K745*10*'Farm data entry'!$E$22","v":0},{"$f":"(L745*'Farm data entry'!$D$14)","v":0},0,0,0,993.82619857691009,0,0,0,1993.8261985769097,0,0,0,2993.8261985769104,0]
["1988-01-13",1988,13,{"$f":"VLOOKUP($A746,Rainfall!$D$3:$Q$10959,Hydrology!$D$1,FALSE)","v":10.999999583999999},{"$f":"MAX((D746-'Farm data entry'!$D$24)*'Farm data entry'!$D$23,0)*10*'Farm data entry'!$D$10","v":170.99999209599997},{"$f":"AND(C746>='Farm data entry'!$E$15,Hydrology!C746<='Farm data entry'!$E$16)","v":false},0,{"$f":"VLOOKUP($A746,ETo!$A$3:$N$10959,Hydrology!$D$1,FALSE)","v":0},{"$f":"(H746*'Farm data entry'!$D$25)","v":0},{"$f":"kc(C746,Kc!$E$9:$H$9,Kc!$I$9:$K$9)","v":0},0,{"$f":"K746*10*'Farm data entry'!$E$22","v":0},{"$f":"(L746*'Farm data entry'!$D$14)","v":0},0,0,0,993.82619857691009,0,0,0,1993.8261985769097,0,0,0,2993.8261985769104,0]
["1988-01-14",1988,14,{"$f":"VLOOKUP($A747,Rainfall!$D$3:$Q$10959,Hydrology!$D$1,FALSE)","v":0.19999999872000002},{"$f":"MAX((D747-'Farm data entry'!$D$24)*'Farm data entry'!$D$23,0)*10*'Farm data entry'!$D$10","v":0},{"$f":"AND(C747>='Farm data entry'!$E$15,Hydrology!C747<='Farm data entry'!$E$16)","v":false},0,{"$f":"VLOOKUP($A747,ETo!$A$3:$N$10959,Hydrology!$D$1,FALSE)","v":0},{"$f":"(H747*'Farm data entry'!$D$25)","v":0},{"$f":"kc(C747,Kc!$E$9:$H$9,Kc!$I$9:$K$9)","v":0},0,{"$f":"K747*10*'Farm data entry'!$E$22","v":0},{"$f":"(L747*'Farm data entry'!$D$14)","v":0},0,0,0,993.82619857691009,0,0,0,1993.8261985769097,0,0,0,2993.8261985769104,0]
["1988-01-15",1988,15,{"$f":"VLOOKUP($A748,Rainfall!$D$3:$Q$10959,Hydrology!$D$1,FALSE)","v":0},{"$f":"MAX((D748-'Farm data entry'!$D$24)*'Farm data entry'!$D$23,0)*10*'Farm data entry'!$D$10","v":0},{"$f":"AND(C748>='Farm data entry'!$E$15,Hydrology!C748<='Farm data entry'!$E$16)","v":false},0,{"$f":"VLOOKUP($A748,ETo!$A$3:$N$10959,Hydrology!$D$1,FALSE)","v":0},{"$f":"(H748*'Farm data entry'!$D$25)","v":0},{"$f":"kc(C748,Kc!$E$9:$H$9,Kc!$I$9:$K$9)","v":0},0,{"$f":"K748*10*'Farm data entry'!$E$22","v":0},{"$f":"(L748*'Farm data entry'!$D$14)","v":0},0,0,0,993.82619857691009,0,0,0,1993.8261985769097,0,0,0,2993.8261985769104,0]
["1988-01-16",1988,16,{"$f":"VLOOKUP($A749,Rainfall!$D$3:$Q$10959,Hydrology!$D$1,FALSE)","v":9.9999999360000008E-2},{"$f":"MAX((D749-'Farm data entry'!$D$24)*'Farm data entry'!$D$23,0)*10*'Farm data entry'!$D$10","v":0},{"$f":"AND(C749>='Farm data entry'!$E$15,Hydrology!C749<='Farm data entry'!$E$16)","v":false},0,{"$f":"VLOOKUP($A749,ETo!$A$3:$N$10959,Hydrology!$D$1,FALSE)","v":0},{"$f":"(H749*'Farm data entry'!$D$25)","v":0},{"$f":"kc(C749,Kc!$E$9:$H$9,Kc!$I$9:$K$9)","v":0},0,{"$f":"K749*10*'Farm data entry'!$E$22","v":0},{"$f":"(L749*'Farm data entry'!$D$14)","v":0},0,0,0,993.82619857691009,0,0,0,1993.8261985769097,0,0,0,2993.8261985769104,0]
["1988-01-17",1988,17,{"$f":"VLOOKUP($A750,Rainfall!$D$3:$Q$10959,Hydrology!$D$1,FALSE)","v":9.9999999360000008E-2},{"$f":"MAX((D750-'Farm data entry'!$D$24)*'Farm data entry'!$D$23,0)*10*'Farm data entry'!$D$10","v":0},{"$f":"AND(C750>='Farm data entry'!$E$15,Hydrology!C750<='Farm data entry'!$E$16)","v":false},0,{"$f":"VLOOKUP($A750,ETo!$A$3:$N$10959,Hydrology!$D$1,FALSE)","v":0.105029434},{"$f":"(H750*'Farm data entry'!$D$25)","v":7.3520603800000001E-2},{"$f":"kc(C750,Kc!$E$9:$H$9,Kc!$I$9:$K$9)","v":0},0,{"$f":"K750*10*'Farm data entry'!$E$22","v":0},{"$f":"(L750*'Farm data entry'!$D$14)","v":0},0,0,0,993.82619857691009,0,0,0,1993.8261985769097,0,0,0,2993.8261985769104,0]
["1988-01-18",1988,18,{"$f":"VLOOKUP($A751,Rainfall!$D$3:$Q$10959,Hydrology!$D$1,FALSE)","v":0},{"$f":"MAX((D751-'Farm data entry'!$D$24)*'Farm data entry'!$D$23,0)*10*'Farm data entry'!$D$10","v":0},{"$f":"AND(C751>='Farm data entry'!$E$15,Hydrology!C751<='Farm data entry'!$E$16)","v":false},0,{"$f":"VLOOKUP($A751,ETo!$A$3:$N$10959,Hydrology!$D$1,FALSE)","v":0},{"$f":"(H751*'Farm data entry'!$D$25)","v":0},{"$f":"kc(C751,Kc!$E$9:$H$9,Kc!$I$9:$K$9)","v":0},0,{"$f":"K751*10*'Farm data entry'!$E$22","v":0},{"$f":"(L751*'Farm data entry'!$D$14)","v":0},0,0,0,993.82619857691009,0,0,0,1993.8261985769097,0,0,0,2993.8261985769104,0]
["1988-01-19",1988,19,{"$f":"VLOOKUP($A752,Rainfall!$D$3:$Q$10959,Hydrology!$D$1,FALSE)","v":2.2999999680000003},{"$f":"MAX((D752-'Farm data entry'!$D$24)*'Farm data entry'!$D$23,0)*10*'Farm data entry'!$D$10","v":5.6999993920000049},{"$f":"AND(C752>='Farm data entry'!$E$15,Hydrology!C752<='Farm data entry'!$E$16)","v":false},0,{"$f":"VLOOKUP($A752,ETo!$A$3:$N$10959,Hydrology!$D$1,FALSE)","v":2.5359988E-2},{"$f":"(H752*'Farm data entry'!$D$25)","v":1.7751991599999999E-2},{"$f":"kc(C752,Kc!$E$9:$H$9,Kc!$I$9:$K$9)","v":0},0,{"$f":"K752*10*'Farm data entry'!$E$22","v":0},{"$f":"(L752*'Farm data entry'!$D$14)","v":0},0,0,0,993.82619857691009,0,0,0,1993.8261985769097,0,0,0,2993.8261985769104,0]
["1988-01-20",1988,20,{"$f":"VLOOKUP($A753,Rainfall!$D$3:$Q$10959,Hydrology!$D$1,FALSE)","v":2.7999998784},{"$f":"MAX((D753-'Farm data entry'!$D$24)*'Farm data entry'!$D$23,0)*10*'Farm data entry'!$D$10","v":15.199997689599998},{"$f":"AND(C753>='Farm data entry'!$E$15,Hydrology!C753<='Farm data entry'!$E$16)","v":false},0,{"$f":"VLOOKUP($A753,ETo!$A$3:$N$10959,Hydrology!$D$1,FALSE)","v":0.26012950000000001},{"$f":"(H753*'Farm data entry'!$D$25)","v":0.18209064999999999},{"$f":"kc(C753,Kc!$E$9:$H$9,Kc!$I$9:$K$9)","v":0},0,{"$f":"K753*10*'Farm data entry'!$E$22","v":0},{"$f":"(L753*'Farm data entry'!$D$14)","v":0},0,0,0,993.82619857691009,0,0,0,1993.8261985769097,0,0,0,2993.8261985769104,0]
["1988-01-21",1988,21,{"$f":"VLOOKUP($A754,Rainfall!$D$3:$Q$10959,Hydrology!$D$1,FALSE)","v":12.200000544},{"$f":"MAX((D754-'Farm data entry'!$D$24)*'Farm data entry'!$D$23,0)*10*'Farm data entry'!$D$10","v":193.80001033599999},{"$f":"AND(C754>='Farm data entry'!$E$15,Hydrology!C754<='Farm data entry'!$E$16)","v":false},0,{"$f":"VLOOKUP($A754,ETo!$A$3:$N$10959,Hydrology!$D$1,FALSE)","v":0.20629320000000001},{"$f":"(H754*'Farm data entry'!$D$25)","v":0.14440523999999999},{"$f":"kc(C754,Kc!$E$9:$H$9,Kc!$I$9:$K$9)","v":0},0,{"$f":"K754*10*'Farm data entry'!$E$22","v":0},{"$f":"(L754*'Farm data entry'!$D$14)","v":0},0,0,0,993.82619857691009,0,0,0,1993.8261985769097,0,0,0,2993.8261985769104,0]
["1988-01-22",1988,22,{"$f":"VLOOKUP($A755,Rainfall!$D$3:$Q$10959,Hydrology!$D$1,FALSE)","v":9.9999999360000008E-2},{"$f":"MAX((D755-'Farm data entry'!$D$24)*'Farm data entry'!$D$23,0)*10*'Farm data entry'!$D$10","v":0},{"$f":"AND(C755>='Farm data entry'!$E$15,Hydrology!C755<='Farm data entry'!$E$16)","v":false},0,{"$f":"VLOOKUP($A755,ETo!$A$3:$N$10959,Hydrology!$D$1,FALSE)","v":0},{"$f":"(H755*'Farm data entry'!$D$25)","v":0},{"$f":"kc(C755,Kc!$E$9:$H$9,Kc!$I$9:$K$9)","v":0},0,{"$f":"K755*10*'Farm data entry'!$E$22","v":0},{"$f":"(L755*'Farm data entry'!$D$14)","v":0},0,0,0,993.82619857691009,0,0,0,1993.8261985769097,0,0,0,2993.8261985769104,0]
["1988-01-23",1988,23,{"$f":"VLOOKUP($A756,Rainfall!$D$3:$Q$10959,Hydrology!$D$1,FALSE)","v":9.1999998720000011},{"$f":"MAX((D756-'Farm data entry'!$D$24)*'Farm data entry'!$D$23,0)*10*'Farm data entry'!$D$10","v":136.79999756800001},{"$f":"AND(C756>='Farm data entry'!$E$15,Hydrology!C756<='Farm data entry'!$E$16)","v":false},0,{"$f":"VLOOKUP($A756,ETo!$A$3:$N$10959,Hydrology!$D$1,FALSE)","v":0.72318130000000003},{"$f":"(H756*'Farm data entry'!$D$25)","v":0.50622690999999997},{"$f":"kc(C756,Kc!$E$9:$H$9,Kc!$I$9:$K$9)","v":0},0,{"$f":"K756*10*'Farm data entry'!$E$22","v":0},{"$f":"(L756*'Farm data entry'!$D$14)","v":0},0,0,0,993.82619857691009,0,0,0,1993.8261985769097,0,0,0,2993.8261985769104,0]
["1988-01-24",1988,24,{"$f":"VLOOKUP($A757,Rainfall!$D$3:$Q$10959,Hydrology!$D$1,FALSE)","v":10.600000416},{"$f":"MAX((D757-'Farm data entry'!$D$24)*'Farm data entry'!$D$23,0)*10*'Farm data entry'!$D$10","v":163.40000790400001},{"$f":"AND(C757>='Farm data entry'!$E$15,Hydrology!C757<='Farm data entry'!$E$16)","v":false},0,{"$f":"VLOOKUP($A757,ETo!$A$3:$N$10959,Hydrology!$D$1,FALSE)","v":0},{"$f":"(H757*'Farm data entry'!$D$25)","v":0},{"$f":"kc(C757,Kc!$E$9:$H$9,Kc!$I$9:$K$9)","v":0},0,{"$f":"K757*10*'Farm data entry'!$E$22","v":0},{"$f":"(L757*'Farm data entry'!$D$14)","v":0},0,0,0,993.82619857691009,0,0,0,1993.8261985769097,0,0,0,2993.8261985769104,0]
["1988-01-25",1988,25,{"$f":"VLOOKUP($A758,Rainfall!$D$3:$Q$10959,Hydrology!$D$1,FALSE)","v":3.8000001312},{"$f":"MAX((D758-'Farm data entry'!$D$24)*'Farm data entry'!$D$23,0)*10*'Farm data entry'!$D$10","v":34.200002492799996},{"$f":"AND(C758>='Farm data entry'!$E$15,Hydrology!C758<='Farm data entry'!$E$16)","v":false},0,{"$f":"VLOOKUP($A758,ETo!$A$3:$N$10959,Hydrology!$D$1,FALSE)","v":0.39023542},{"$f":"(H758*'Farm data entry'!$D$25)","v":0.27316479399999999},{"$f":"kc(C758,Kc!$E$9:$H$9,Kc!$I$9:$K$9)","v":0},0,{"$f":"K758*10*'Farm data entry'!$E$22","v":0},{"$f":"(L758*'Farm data entry'!$D$14)","v":0},0,0,0,993.82619857691009,0,0,0,1993.8261985769097,0,0,0,2993.8261985769104,0]
["1988-01-26",1988,26,{"$f":"VLOOKUP($A759,Rainfall!$D$3:$Q$10959,Hydrology!$D$1,FALSE)","v":9.9999999360000008E-2},{"$f":"MAX((D759-'Farm data entry'!$D$24)*'Farm data entry'!$D$23,0)*10*'Farm data entry'!$D$10","v":0},{"$f":"AND(C759>='Farm data entry'!$E$15,Hydrology!C759<='Farm data entry'!$E$16)","v":false},0,{"$f":"VLOOKUP($A759,ETo!$A$3:$N$10959,Hydrology!$D$1,FALSE)","v":0.1501294},{"$f":"(H759*'Farm data entry'!$D$25)","v":0.10509057999999999},{"$f":"kc(C759,Kc!$E$9:$H$9,Kc!$I$9:$K$9)","v":0},0,{"$f":"K759*10*'Farm data entry'!$E$22","v":0},{"$f":"(L759*'Farm data entry'!$D$14)","v":0},0,0,0,993.82619857691009,0,0,0,1993.8261985769097,0,0,0,2993.8261985769104,0]
["1988-01-27",1988,27,{"$f":"VLOOKUP($A760,Rainfall!$D$3:$Q$10959,Hydrology!$D$1,FALSE)","v":22.299999840000002},{"$f":"MAX((D760-'Farm data entry'!$D$24)*'Farm data entry'!$D$23,0)*10*'Farm data entry'!$D$10","v":385.69999696000002},{"$f":"AND(C760>='Farm data entry'!$E$15,Hydrology!C760<='Farm data entry'!$E$16)","v":false},0,{"$f":"VLOOKUP($A760,ETo!$A$3:$N$10959,Hydrology!$D$1,FALSE)","v":0.10519821},{"$f":"(H760*'Farm data entry'!$D$25)","v":7.3638746999999991E-2},{"$f":"kc(C760,Kc!$E$9:$H$9,Kc!$I$9:$K$9)","v":0},0,{"$f":"K760*10*'Farm data entry'!$E$22","v":0},{"$f":"(L760*'Farm data entry'!$D$14)","v":0},0,0,0,993.82619857691009,0,0,0,1993.8261985769097,0,0,0,2993.8261985769104,0]
["1988-01-28",1988,28,{"$f":"VLOOKUP($A761,Rainfall!$D$3:$Q$10959,Hydrology!$D$1,FALSE)","v":14.399999424000001},{"$f":"MAX((D761-'Farm data entry'!$D$24)*'Farm data entry'!$D$23,0)*10*'Farm data entry'!$D$10","v":235.599989056},{"$f":"AND(C761>='Farm data entry'!$E$15,Hydrology!C761<='Farm data entry'!$E$16)","v":false},0,{"$f":"VLOOKUP($A761,ETo!$A$3:$N$10959,Hydrology!$D$1,FALSE)","v":0.15866604000000001},{"$f":"(H761*'Farm data entry'!$D$25)","v":0.111066228},{"$f":"kc(C761,Kc!$E$9:$H$9,Kc!$I$9:$K$9)","v":0},0,{"$f":"K761*10*'Farm data entry'!$E$22","v":0},{"$f":"(L761*'Farm data entry'!$D$14)","v":0},0,0,0,993.82619857691009,0,0,0,1993.8261985769097,0,0,0,2993.8261985769104,0]
["1988-01-29",1988,29,{"$f":"VLOOKUP($A762,Rainfall!$D$3:$Q$10959,Hydrology!$D$1,FALSE)","v":7.2999999359999999},{"$f":"MAX((D762-'Farm data entry'!$D$24)*'Farm data entry'!$D$23,0)*10*'Farm data entry'!$D$10","v":100.69999878399999},{"$f":"AND(C762>='Farm data entry'!$E$15,Hydrology!C762<='Farm data entry'!$E$16)","v":false},0,{"$f":"VLOOKUP($A762,ETo!$A$3:$N$10959,Hydrology!$D$1,FALSE)","v":0},{"$f":"(H762*'Farm data entry'!$D$25)","v":0},{"$f":"kc(C762,Kc!$E$9:$H$9,Kc!$I$9:$K$9)","v":0},0,{"$f":"K762*10*'Farm data entry'!$E$22","v":0},{"$f":"(L762*'Farm data entry'!$D$14)","v":0},0,0,0,993.82619857691009,0,0,0,1993.8261985769097,0,0,0,2993.8261985769104,0]
["1988-01-30",1988,30,{"$f":"VLOOKUP($A763,Rainfall!$D$3:$Q$10959,Hydrology!$D$1,FALSE)","v":0},{"$f":"MAX((D763-'Farm data entry'!$D$24)*'Farm data entry'!$D$23,0)*10*'Farm data entry'!$D$10","v":0},{"$f":"AND(C763>='Farm data entry'!$E$15,Hydrology!C763<='Farm data entry'!$E$16)","v":false},0,{"$f":"VLOOKUP($A763,ETo!$A$3:$N$10959,Hydrology!$D$1,FALSE)","v":0.46932059999999998},{"$f":"(H763*'Farm data entry'!$D$25)","v":0.32852441999999998},{"$f":"kc(C763,Kc!$E$9:$H$9,Kc!$I$9:$K$9)","v":0},0,{"$f":"K763*10*'Farm data entry'!$E$22","v":0},{"$f":"(L763*'Farm data entry'!$D$14)","v":0},0,0,0,993.82619857691009,0,0,0,1993.8261985769097,0,0,0,2993.8261985769104,0]
["1988-01-31",1988,31,{"$f":"VLOOKUP($A764,Rainfall!$D$3:$Q$10959,Hydrology!$D$1,FALSE)","v":12.100000319999999},{"$f":"MAX((D764-'Farm data entry'!$D$24)*'Farm data entry'!$D$23,0)*10*'Farm data entry'!$D$10","v":191.90000607999997},{"$f":"AND(C764>='Farm data entry'!$E$15,Hydrology!C764<='Farm data entry'!$E$16)","v":false},0,{"$f":"VLOOKUP($A764,ETo!$A$3:$N$10959,Hydrology!$D$1,FALSE)","v":0.93564559999999997},{"$f":"(H764*'Farm data entry'!$D$25)","v":0.65495191999999991},{"$f":"kc(C764,Kc!$E$9:$H$9,Kc!$I$9:$K$9)","v":0},0,{"$f":"K764*10*'Farm data entry'!$E$22","v":0},{"$f":"(L764*'Farm data entry'!$D$14)","v":0},0,0,0,993.82619857691009,0,0,0,1993.8261985769097,0,0,0,2993.8261985769104,0]
["1988-02-01",1988,32,{"$f":"VLOOKUP($A765,Rainfall!$D$3:$Q$10959,Hydrology!$D$1,FALSE)","v":3.9999999744000001},{"$f":"MAX((D765-'Farm data entry'!$D$24)*'Farm data entry'!$D$23,0)*10*'Farm data entry'!$D$10","v":37.999999513600002},{"$f":"AND(C765>='Farm data entry'!$E$15,Hydrology!C765<='Farm data entry'!$E$16)","v":false},0,{"$f":"VLOOKUP($A765,ETo!$A$3:$N$10959,Hydrology!$D$1,FALSE)","v":0.65292839999999996},{"$f":"(H765*'Farm data entry'!$D$25)","v":0.45704987999999996},{"$f":"kc(C765,Kc!$E$9:$H$9,Kc!$I$9:$K$9)","v":0},0,{"$f":"K765*10*'Farm data entry'!$E$22","v":0},{"$f":"(L765*'Farm data entry'!$D$14)","v":0},0,0,0,993.82619857691009,0,0,0,1993.8261985769097,0,0,0,2993.8261985769104,0]
["1988-02-02",1988,33,{"$f":"VLOOKUP($A766,Rainfall!$D$3:$Q$10959,Hydrology!$D$1,FALSE)","v":0.60000000480000004},{"$f":"MAX((D766-'Farm data entry'!$D$24)*'Farm data entry'!$D$23,0)*10*'Farm data entry'!$D$10","v":0},{"$f":"AND(C766>='Farm data entry'!$E$15,Hydrology!C766<='Farm data entry'!$E$16)","v":false},0,{"$f":"VLOOKUP($A766,ETo!$A$3:$N$10959,Hydrology!$D$1,FALSE)","v":1.0975097},{"$f":"(H766*'Farm data entry'!$D$25)","v":0.76825679000000002},{"$f":"kc(C766,Kc!$E$9:$H$9,Kc!$I$9:$K$9)","v":0},0,{"$f":"K766*10*'Farm data entry'!$E$22","v":0},{"$f":"(L766*'Farm data entry'!$D$14)","v":0},0,0,0,993.82619857691009,0,0,0,1993.8261985769097,0,0,0,2993.8261985769104,0]
["1988-02-03",1988,34,{"$f":"VLOOKUP($A767,Rainfall!$D$3:$Q$10959,Hydrology!$D$1,FALSE)","v":5.1000000191999995},{"$f":"MAX((D767-'Farm data entry'!$D$24)*'Farm data entry'!$D$23,0)*10*'Farm data entry'!$D$10","v":58.900000364799979},{"$f":"AND(C767>='Farm data entry'!$E$15,Hydrology!C767<='Farm data entry'!$E$16)","v":false},0,{"$f":"VLOOKUP($A767,ETo!$A$3:$N$10959,Hydrology!$D$1,FALSE)","v":0.7582527},{"$f":"(H767*'Farm data entry'!$D$25)","v":0.53077688999999995},{"$f":"kc(C767,Kc!$E$9:$H$9,Kc!$I$9:$K$9)","v":0},0,{"$f":"K767*10*'Farm data entry'!$E$22","v":0},{"$f":"(L767*'Farm data entry'!$D$14)","v":0},0,0,0,993.82619857691009,0,0,0,1993.8261985769097,0,0,0,2993.8261985769104,0]
["1988-02-04",1988,35,{"$f":"VLOOKUP($A768,Rainfall!$D$3:$Q$10959,Hydrology!$D$1,FALSE)","v":2.4000000192000002},{"$f":"MAX((D768-'Farm data entry'!$D$24)*'Farm data entry'!$D$23,0)*10*'Farm data entry'!$D$10","v":7.6000003648000023},{"$f":"AND(C768>='Farm data entry'!$E$15,Hydrology!C768<='Farm data entry'!$E$16)","v":false},0,{"$f":"VLOOKUP($A768,ETo!$A$3:$N$10959,Hydrology!$D$1,FALSE)","v":0.95406539999999995},{"$f":"(H768*'Farm data entry'!$D$25)","v":0.66784577999999994},{"$f":"kc(C768,Kc!$E$9:$H$9,Kc!$I$9:$K$9)","v":0},0,{"$f":"K768*10*'Farm data entry'!$E$22","v":0},{"$f":"(L768*'Farm data entry'!$D$14)","v":0},0,0,0,993.82619857691009,0,0,0,1993.8261985769097,0,0,0,2993.8261985769104,0]
["1988-02-05",1988,36,{"$f":"VLOOKUP($A769,Rainfall!$D$3:$Q$10959,Hydrology!$D$1,FALSE)","v":3.0000000672000002},{"$f":"MAX((D769-'Farm data entry'!$D$24)*'Farm data entry'!$D$23,0)*10*'Farm data entry'!$D$10","v":19.000001276800003},{"$f":"AND(C769>='Farm data entry'!$E$15,Hydrology!C769<='Farm data entry'!$E$16)","v":false},0,{"$f":"VLOOKUP($A769,ETo!$A$3:$N$10959,Hydrology!$D$1,FALSE)","v":0.43710860000000001},{"$f":"(H769*'Farm data entry'!$D$25)","v":0.30597602000000002},{"$f":"kc(C769,Kc!$E$9:$H$9,Kc!$I$9:$K$9)","v":0},0,{"$f":"K769*10*'Farm data entry'!$E$22","v":0},{"$f":"(L769*'Farm data entry'!$D$14)","v":0},0,0,0,993.82619857691009,0,0,0,1993.8261985769097,0,0,0,2993.8261985769104,0]
["1988-02-06",1988,37,{"$f":"VLOOKUP($A770,Rainfall!$D$3:$Q$10959,Hydrology!$D$1,FALSE)","v":0},{"$f":"MAX((D770-'Farm data entry'!$D$24)*'Farm data entry'!$D$23,0)*10*'Farm data entry'!$D$10","v":0},{"$f":"AND(C770>='Farm data entry'!$E$15,Hydrology!C770<='Farm data entry'!$E$16)","v":false},0,{"$f":"VLOOKUP($A770,ETo!$A$3:$N$10959,Hydrology!$D$1,FALSE)","v":0.29021603000000001},{"$f":"(H770*'Farm data entry'!$D$25)","v":0.20315122099999999},{"$f":"kc(C770,Kc!$E$9:$H$9,Kc!$I$9:$K$9)","v":0},0,{"$f":"K770*10*'Farm data entry'!$E$22","v":0},{"$f":"(L770*'Farm data entry'!$D$14)","v":0},0,0,0,993.82619857691009,0,0,0,1993.8261985769097,0,0,0,2993.8261985769104,0]
["1988-02-07",1988,38,{"$f":"VLOOKUP($A771,Rainfall!$D$3:$Q$10959,Hydrology!$D$1,FALSE)","v":9.5000000256000003},{"$f":"MAX((D771-'Farm data entry'!$D$24)*'Farm data entry'!$D$23,0)*10*'Farm data entry'!$D$10","v":142.50000048640001},{"$f":"AND(C771>='Farm data entry'!$E$15,Hydrology!C771<='Farm data entry'!$E$16)","v":false},0,{"$f":"VLOOKUP($A771,ETo!$A$3:$N$10959,Hydrology!$D$1,FALSE)","v":0.87124170000000001},{"$f":"(H771*'Farm data entry'!$D$25)","v":0.60986918999999995},{"$f":"kc(C771,Kc!$E$9:$H$9,Kc!$I$9:$K$9)","v":0},0,{"$f":"K771*10*'Farm data entry'!$E$22","v":0},{"$f":"(L771*'Farm data entry'!$D$14)","v":0},0,0,0,993.82619857691009,0,0,0,1993.8261985769097,0,0,0,2993.8261985769104,0]
["1988-02-08",1988,{"$f":"A772-DATE(YEAR(A772)-1,12,31)","v":39},{"$f":"VLOOKUP($A772,Rainfall!$D$3:$Q$10959,Hydrology!$D$1,FALSE)","v":4.2999999551999997},{"$f":"MAX((D772-'Farm data entry'!$D$24)*'Farm data entry'!$D$23,0)*10*'Farm data entry'!$D$10","v":43.699999148799989},{"$f":"AND(C772>='Farm data entry'!$E$15,Hydrology!C772<='Farm data entry'!$E$16)","v":false},{"$f":"E772*F772","v":0},{"$f":"VLOOKUP($A772,ETo!$A$3:$N$10959,Hydrology!$D$1,FALSE)","v":1.0558076000000001},{"$f":"(H772*'Farm data entry'!$D$25)","v":0.73906532000000003},{"$f":"kc(C772,Kc!$E$9:$H$9,Kc!$I$9:$K$9)","v":0},{"$f":"(J772*I772)","v":0},{"$f":"K772*10*'Farm data entry'!$E$22","v":0},{"$f":"(L772*'Farm data entry'!$D$14)","v":0},0,{"$f":"MIN($N772,Q771+$G772)","v":0},{"$f":"MAX(Q771+$G772-$N772-P$1,0)","v":0},{"$f":"MIN(Q771-O772+$G772,P$1)","v":993.82619857691009},0,0,0,1993.8261985769097,0,0,0,2993.8261985769104,0]
["1988-02-09",{"$f":"YEAR(A773)","v":1988},40,{"$f":"VLOOKUP($A773,Rainfall!$D$3:$Q$10959,Hydrology!$D$1,FALSE)","v":0.49999999680000001},{"$f":"MAX((D773-'Farm data entry'!$D$24)*'Farm data entry'!$D$23,0)*10*'Farm data entry'!$D$10","v":0},{"$f":"AND(C773>='Farm data entry'!$E$15,Hydrology!C773<='Farm data entry'!$E$16)","v":false},0,{"$f":"VLOOKUP($A773,ETo!$A$3:$N$10959,Hydrology!$D$1,FALSE)","v":0.69224229999999998},{"$f":"(H773*'Farm data entry'!$D$25)","v":0.48456960999999993},{"$f":"kc(C773,Kc!$E$9:$H$9,Kc!$I$9:$K$9)","v":0},0,{"$f":"K773*10*'Farm data entry'!$E$22","v":0},{"$f":"(L773*'Farm data entry'!$D$14)","v":0},{"$f":"SUM(L773:M773)","v":0},0,0,993.82619857691009,{"$f":"$N773-O773","v":0},{"$f":"MIN($N773,U772+$G773)","v":0},{"$f":"MAX(U772+$G773-$N773-T$1,0)","v":0},{"$f":"MIN(U772-S773+$G773,T$1)","v":1993.8261985769097},{"$f":"$N773-S773","v":0},{"$f":"MIN($N773,Y772+$G773)","v":0},{"$f":"MAX(Y772+$G773-$N773-X$1,0)","v":0},{"$f":"MIN(Y772-W773+$G773,X$1)","v":2993.8261985769104},{"$f":"$N773-W773","v":0}]
["1988-02-10",1988,41,{"$f":"VLOOKUP($A774,Rainfall!$D$3:$Q$10959,Hydrology!$D$1,FALSE)","v":2.2000000032},{"$f":"MAX((D774-'Farm data entry'!$D$24)*'Farm data entry'!$D$23,0)*10*'Farm data entry'!$D$10","v":3.8000000607999995},{"$f":"AND(C774>='Farm data entry'!$E$15,Hydrology!C774<='Farm data entry'!$E$16)","v":false},0,{"$f":"VLOOKUP($A774,ETo!$A$3:$N$10959,Hydrology!$D$1,FALSE)","v":1.5909489999999999},{"$f":"(H774*'Farm data entry'!$D$25)","v":1.1136642999999999},{"$f":"kc(C774,Kc!$E$9:$H$9,Kc!$I$9:$K$9)","v":0},0,{"$f":"K774*10*'Farm data entry'!$E$22","v":0},{"$f":"(L774*'Farm data entry'!$D$14)","v":0},0,0,0,993.82619857691009,0,0,0,1993.8261985769097,0,0,0,2993.8261985769104,0]
["1988-02-11",1988,42,{"$f":"VLOOKUP($A775,Rainfall!$D$3:$Q$10959,Hydrology!$D$1,FALSE)","v":0},{"$f":"MAX((D775-'Farm data entry'!$D$24)*'Farm data entry'!$D$23,0)*10*'Farm data entry'!$D$10","v":0},{"$f":"AND(C775>='Farm data entry'!$E$15,Hydrology!C775<='Farm data entry'!$E$16)","v":false},0,{"$f":"VLOOKUP($A775,ETo!$A$3:$N$10959,Hydrology!$D$1,FALSE)","v":0.83519080000000001},{"$f":"(H775*'Farm data entry'!$D$25)","v":0.58463356},{"$f":"kc(C775,Kc!$E$9:$H$9,Kc!$I$9:$K$9)","v":0},0,{"$f":"K775*10*'Farm data entry'!$E$22","v":0},{"$f":"(L775*'Farm data entry'!$D$14)","v":0},0,0,0,993.82619857691009,0,0,0,1993.8261985769097,0,0,0,2993.8261985769104,0]
["1988-02-12",1988,43,{"$f":"VLOOKUP($A776,Rainfall!$D$3:$Q$10959,Hydrology!$D$1,FALSE)","v":0},{"$f":"MAX((D776-'Farm data entry'!$D$24)*'Farm data entry'!$D$23,0)*10*'Farm data entry'!$D$10","v":0},{"$f":"AND(C776>='Farm data entry'!$E$15,Hydrology!C776<='Farm data entry'!$E$16)","v":false},0,{"$f":"VLOOKUP($A776,ETo!$A$3:$N$10959,Hydrology!$D$1,FALSE)","v":0.63024069999999999},{"$f":"(H776*'Farm data entry'!$D$25)","v":0.44116848999999997},{"$f":"kc(C776,Kc!$E$9:$H$9,Kc!$I$9:$K$9)","v":0},0,{"$f":"K776*10*'Farm data entry'!$E$22","v":0},{"$f":"(L776*'Farm data entry'!$D$14)","v":0},0,0,0,993.82619857691009,0,0,0,1993.8261985769097,0,0,0,2993.8261985769104,0]
["1988-02-13",1988,44,{"$f":"VLOOKUP($A777,Rainfall!$D$3:$Q$10959,Hydrology!$D$1,FALSE)","v":5.3000002080000002},{"$f":"MAX((D777-'Farm data entry'!$D$24)*'Farm data entry'!$D$23,0)*10*'Farm data entry'!$D$10","v":62.700003952000003},{"$f":"AND(C777>='Farm data entry'!$E$15,Hydrology!C777<='Farm data entry'!$E$16)","v":false},0,{"$f":"VLOOKUP($A777,ETo!$A$3:$N$10959,Hydrology!$D$1,FALSE)","v":0},{"$f":"(H777*'Farm data entry'!$D$25)","v":0},{"$f":"kc(C777,Kc!$E$9:$H$9,Kc!$I$9:$K$9)","v":0},0,{"$f":"K777*10*'Farm data entry'!$E$22","v":0},{"$f":"(L777*'Farm data entry'!$D$14)","v":0},0,0,0,993.82619857691009,0,0,0,1993.8261985769097,0,0,0,2993.8261985769104,0]
["1988-02-14",1988,45,{"$f":"VLOOKUP($A778,Rainfall!$D$3:$Q$10959,Hydrology!$D$1,FALSE)","v":0},{"$f":"MAX((D778-'Farm data entry'!$D$24)*'Farm data entry'!$D$23,0)*10*'Farm data entry'!$D$10","v":0},{"$f":"AND(C778>='Farm data entry'!$E$15,Hydrology!C778<='Farm data entry'!$E$16)","v":false},0,{"$f":"VLOOKUP($A778,ETo!$A$3:$N$10959,Hydrology!$D$1,FALSE)","v":0.52212389999999997},{"$f":"(H778*'Farm data entry'!$D$25)","v":0.36548672999999998},{"$f":"kc(C778,Kc!$E$9:$H$9,Kc!$I$9:$K$9)","v":0},0,{"$f":"K778*10*'Farm data entry'!$E$22","v":0},{"$f":"(L778*'Farm data entry'!$D$14)","v":0},0,0,0,993.82619857691009,0,0,0,1993.8261985769097,0,0,0,2993.8261985769104,0]
["1988-02-15",1988,46,{"$f":"VLOOKUP($A779,Rainfall!$D$3:$Q$10959,Hydrology!$D$1,FALSE)","v":0},{"$f":"MAX((D779-'Farm data entry'!$D$24)*'Farm data entry'!$D$23,0)*10*'Farm data entry'!$D$10","v":0},{"$f":"AND(C779>='Farm data entry'!$E$15,Hydrology!C779<='Farm data entry'!$E$16)","v":false},0,{"$f":"VLOOKUP($A779,ETo!$A$3:$N$10959,Hydrology!$D$1,FALSE)","v":0.58923610000000004},{"$f":"(H779*'Farm data entry'!$D$25)","v":0.41246526999999999},{"$f":"kc(C779,Kc!$E$9:$H$9,Kc!$I$9:$K$9)","v":0},0,{"$f":"K779*10*'Farm data entry'!$E$22","v":0},{"$f":"(L779*'Farm data entry'!$D$14)","v":0},0,0,0,993.82619857691009,0,0,0,1993.8261985769097,0,0,0,2993.8261985769104,0]
["1988-02-16",1988,47,{"$f":"VLOOKUP($A780,Rainfall!$D$3:$Q$10959,Hydrology!$D$1,FALSE)","v":0},{"$f":"MAX((D780-'Farm data entry'!$D$24)*'Farm data entry'!$D$23,0)*10*'Farm data entry'!$D$10","v":0},{"$f":"AND(C780>='Farm data entry'!$E$15,Hydrology!C780<='Farm data entry'!$E$16)","v":false},0,{"$f":"VLOOKUP($A780,ETo!$A$3:$N$10959,Hydrology!$D$1,FALSE)","v":0.65874120000000003},{"$f":"(H780*'Farm data entry'!$D$25)","v":0.46111883999999997},{"$f":"kc(C780,Kc!$E$9:$H$9,Kc!$I$9:$K$9)","v":0},0,{"$f":"K780*10*'Farm data entry'!$E$22","v":0},{"$f":"(L780*'Farm data entry'!$D$14)","v":0},0,0,0,993.82619857691009,0,0,0,1993.8261985769097,0,0,0,2993.8261985769104,0]
["1988-02-17",1988,48,{"$f":"VLOOKUP($A781,Rainfall!$D$3:$Q$10959,Hydrology!$D$1,FALSE)","v":0},{"$f":"MAX((D781-'Farm data entry'!$D$24)*'Farm data entry'!$D$23,0)*10*'Farm data entry'!$D$10","v":0},{"$f":"AND(C781>='Farm data entry'!$E$15,Hydrology!C781<='Farm data entry'!$E$16)","v":false},0,{"$f":"VLOOKUP($A781,ETo!$A$3:$N$10959,Hydrology!$D$1,FALSE)","v":0.65286889999999997},{"$f":"(H781*'Farm data entry'!$D$25)","v":0.45700822999999996},{"$f":"kc(C781,Kc!$E$9:$H$9,Kc!$I$9:$K$9)","v":0},0,{"$f":"K781*10*'Farm data entry'!$E$22","v":0},{"$f":"(L781*'Farm data entry'!$D$14)","v":0},0,0,0,993.82619857691009,0,0,0,1993.8261985769097,0,0,0,2993.8261985769104,0]
["1988-02-18",1988,49,{"$f":"VLOOKUP($A782,Rainfall!$D$3:$Q$10959,Hydrology!$D$1,FALSE)","v":0},{"$f":"MAX((D782-'Farm data entry'!$D$24)*'Farm data entry'!$D$23,0)*10*'Farm data entry'!$D$10","v":0},{"$f":"AND(C782>='Farm data entry'!$E$15,Hydrology!C782<='Farm data entry'!$E$16)","v":false},0,{"$f":"VLOOKUP($A782,ETo!$A$3:$N$10959,Hydrology!$D$1,FALSE)","v":0.6361192},{"$f":"(H782*'Farm data entry'!$D$25)","v":0.44528343999999997},{"$f":"kc(C782,Kc!$E$9:$H$9,Kc!$I$9:$K$9)","v":0},0,{"$f":"K782*10*'Farm data entry'!$E$22","v":0},{"$f":"(L782*'Farm data entry'!$D$14)","v":0},0,0,0,993.82619857691009,0,0,0,1993.8261985769097,0,0,0,2993.8261985769104,0]
["1988-02-19",1988,50,{"$f":"VLOOKUP($A783,Rainfall!$D$3:$Q$10959,Hydrology!$D$1,FALSE)","v":0},{"$f":"MAX((D783-'Farm data entry'!$D$24)*'Farm data entry'!$D$23,0)*10*'Farm data entry'!$D$10","v":0},{"$f":"AND(C783>='Farm data entry'!$E$15,Hydrology!C783<='Farm data entry'!$E$16)","v":false},0,{"$f":"VLOOKUP($A783,ETo!$A$3:$N$10959,Hydrology!$D$1,FALSE)","v":0.67191129999999999},{"$f":"(H783*'Farm data entry'!$D$25)","v":0.47033790999999997},{"$f":"kc(C783,Kc!$E$9:$H$9,Kc!$I$9:$K$9)","v":0},0,{"$f":"K783*10*'Farm data entry'!$E$22","v":0},{"$f":"(L783*'Farm data entry'!$D$14)","v":0},0,0,0,993.82619857691009,0,0,0,1993.8261985769097,0,0,0,2993.8261985769104,0]
["1988-02-20",1988,51,{"$f":"VLOOKUP($A784,Rainfall!$D$3:$Q$10959,Hydrology!$D$1,FALSE)","v":0},{"$f":"MAX((D784-'Farm data entry'!$D$24)*'Farm data entry'!$D$23,0)*10*'Farm data entry'!$D$10","v":0},{"$f":"AND(C784>='Farm data entry'!$E$15,Hydrology!C784<='Farm data entry'!$E$16)","v":false},0,{"$f":"VLOOKUP($A784,ETo!$A$3:$N$10959,Hydrology!$D$1,FALSE)","v":0.35659774999999999},{"$f":"(H784*'Farm data entry'!$D$25)","v":0.24961842499999998},{"$f":"kc(C784,Kc!$E$9:$H$9,Kc!$I$9:$K$9)","v":0},0,{"$f":"K784*10*'Farm data entry'!$E$22","v":0},{"$f":"(L784*'Farm data entry'!$D$14)","v":0},0,0,0,993.82619857691009,0,0,0,1993.8261985769097,0,0,0,2993.8261985769104,0]
["1988-02-21",1988,52,{"$f":"VLOOKUP($A785,Rainfall!$D$3:$Q$10959,Hydrology!$D$1,FALSE)","v":0},{"$f":"MAX((D785-'Farm data entry'!$D$24)*'Farm data entry'!$D$23,0)*10*'Farm data entry'!$D$10","v":0},{"$f":"AND(C785>='Farm data entry'!$E$15,Hydrology!C785<='Farm data entry'!$E$16)","v":false},0,{"$f":"VLOOKUP($A785,ETo!$A$3:$N$10959,Hydrology!$D$1,FALSE)","v":0.32144709999999999},{"$f":"(H785*'Farm data entry'!$D$25)","v":0.22501296999999998},{"$f":"kc(C785,Kc!$E$9:$H$9,Kc!$I$9:$K$9)","v":0},0,{"$f":"K785*10*'Farm data entry'!$E$22","v":0},{"$f":"(L785*'Farm data entry'!$D$14)","v":0},0,0,0,993.82619857691009,0,0,0,1993.8261985769097,0,0,0,2993.8261985769104,0]
["1988-02-22",1988,53,{"$f":"VLOOKUP($A786,Rainfall!$D$3:$Q$10959,Hydrology!$D$1,FALSE)","v":0},{"$f":"MAX((D786-'Farm data entry'!$D$24)*'Farm data entry'!$D$23,0)*10*'Farm data entry'!$D$10","v":0},{"$f":"AND(C786>='Farm data entry'!$E$15,Hydrology!C786<='Farm data entry'!$E$16)","v":false},0,{"$f":"VLOOKUP($A786,ETo!$A$3:$N$10959,Hydrology!$D$1,FALSE)","v":0.47700609999999999},{"$f":"(H786*'Farm data entry'!$D$25)","v":0.33390426999999995},{"$f":"kc(C786,Kc!$E$9:$H$9,Kc!$I$9:$K$9)","v":0},0,{"$f":"K786*10*'Farm data entry'!$E$22","v":0},{"$f":"(L786*'Farm data entry'!$D$14)","v":0},0,0,0,993.82619857691009,0,0,0,1993.8261985769097,0,0,0,2993.8261985769104,0]
["1988-02-23",1988,54,{"$f":"VLOOKUP($A787,Rainfall!$D$3:$Q$10959,Hydrology!$D$1,FALSE)","v":0},{"$f":"MAX((D787-'Farm data entry'!$D$24)*'Farm data entry'!$D$23,0)*10*'Farm data entry'!$D$10","v":0},{"$f":"AND(C787>='Farm data entry'!$E$15,Hydrology!C787<='Farm data entry'!$E$16)","v":false},0,{"$f":"VLOOKUP($A787,ETo!$A$3:$N$10959,Hydrology!$D$1,FALSE)","v":0.97109840000000003},{"$f":"(H787*'Farm data entry'!$D$25)","v":0.67976888000000002},{"$f":"kc(C787,Kc!$E$9:$H$9,Kc!$I$9:$K$9)","v":0},0,{"$f":"K787*10*'Farm data entry'!$E$22","v":0},{"$f":"(L787*'Farm data entry'!$D$14)","v":0},0,0,0,993.82619857691009,0,0,0,1993.8261985769097,0,0,0,2993.8261985769104,0]
["1988-02-24",1988,55,{"$f":"VLOOKUP($A788,Rainfall!$D$3:$Q$10959,Hydrology!$D$1,FALSE)","v":0.30000000671999999},{"$f":"MAX((D788-'Farm data entry'!$D$24)*'Farm data entry'!$D$23,0)*10*'Farm data entry'!$D$10","v":0},{"$f":"AND(C788>='Farm data entry'!$E$15,Hydrology!C788<='Farm data entry'!$E$16)","v":false},0,{"$f":"VLOOKUP($A788,ETo!$A$3:$N$10959,Hydrology!$D$1,FALSE)","v":0.99457150000000005},{"$f":"(H788*'Farm data entry'!$D$25)","v":0.69620004999999996},{"$f":"kc(C788,Kc!$E$9:$H$9,Kc!$I$9:$K$9)","v":0},0,{"$f":"K788*10*'Farm data entry'!$E$22","v":0},{"$f":"(L788*'Farm data entry'!$D$14)","v":0},0,0,0,993.82619857691009,0,0,0,1993.8261985769097,0,0,0,2993.8261985769104,0]
["1988-02-25",1988,56,{"$f":"VLOOKUP($A789,Rainfall!$D$3:$Q$10959,Hydrology!$D$1,FALSE)","v":0},{"$f":"MAX((D789-'Farm data entry'!$D$24)*'Farm data entry'!$D$23,0)*10*'Farm data entry'!$D$10","v":0},{"$f":"AND(C789>='Farm data entry'!$E$15,Hydrology!C789<='Farm data entry'!$E$16)","v":false},0,{"$f":"VLOOKUP($A789,ETo!$A$3:$N$10959,Hydrology!$D$1,FALSE)","v":0.67362285},{"$f":"(H789*'Farm data entry'!$D$25)","v":0.47153599499999999},{"$f":"kc(C789,Kc!$E$9:$H$9,Kc!$I$9:$K$9)","v":0},0,{"$f":"K789*10*'Farm data entry'!$E$22","v":0},{"$f":"(L789*'Farm data entry'!$D$14)","v":0},0,0,0,993.82619857691009,0,0,0,1993.8261985769097,0,0,0,2993.8261985769104,0]
["1988-02-26",1988,57,{"$f":"VLOOKUP($A790,Rainfall!$D$3:$Q$10959,Hydrology!$D$1,FALSE)","v":0},{"$f":"MAX((D790-'Farm data entry'!$D$24)*'Farm data entry'!$D$23,0)*10*'Farm data entry'!$D$10","v":0},{"$f":"AND(C790>='Farm data entry'!$E$15,Hydrology!C790<='Farm data entry'!$E$16)","v":false},0,{"$f":"VLOOKUP($A790,ETo!$A$3:$N$10959,Hydrology!$D$1,FALSE)","v":0.73071754},{"$f":"(H790*'Farm data entry'!$D$25)","v":0.51150227799999992},{"$f":"kc(C790,Kc!$E$9:$H$9,Kc!$I$9:$K$9)","v":0},0,{"$f":"K790*10*'Farm data entry'!$E$22","v":0},{"$f":"(L790*'Farm data entry'!$D$14)","v":0},0,0,0,993.82619857691009,0,0,0,1993.8261985769097,0,0,0,2993.8261985769104,0]
["1988-02-27",1988,58,{"$f":"VLOOKUP($A791,Rainfall!$D$3:$Q$10959,Hydrology!$D$1,FALSE)","v":0},{"$f":"MAX((D791-'Farm data entry'!$D$24)*'Farm data entry'!$D$23,0)*10*'Farm data entry'!$D$10","v":0},{"$f":"AND(C791>='Farm data entry'!$E$15,Hydrology!C791<='Farm data entry'!$E$16)","v":false},0,{"$f":"VLOOKUP($A791,ETo!$A$3:$N$10959,Hydrology!$D$1,FALSE)","v":0.54659842999999997},{"$f":"(H791*'Farm data entry'!$D$25)","v":0.38261890099999996},{"$f":"kc(C791,Kc!$E$9:$H$9,Kc!$I$9:$K$9)","v":0},0,{"$f":"K791*10*'Farm data entry'!$E$22","v":0},{"$f":"(L791*'Farm data entry'!$D$14)","v":0},0,0,0,993.82619857691009,0,0,0,1993.8261985769097,0,0,0,2993.8261985769104,0]
["1988-02-28",1988,59,{"$f":"VLOOKUP($A792,Rainfall!$D$3:$Q$10959,Hydrology!$D$1,FALSE)","v":0.90000002879999996},{"$f":"MAX((D792-'Farm data entry'!$D$24)*'Farm data entry'!$D$23,0)*10*'Farm data entry'!$D$10","v":0},{"$f":"AND(C792>='Farm data entry'!$E$15,Hydrology!C792<='Farm data entry'!$E$16)","v":false},0,{"$f":"VLOOKUP($A792,ETo!$A$3:$N$10959,Hydrology!$D$1,FALSE)","v":0.36930020000000002},{"$f":"(H792*'Farm data entry'!$D$25)","v":0.25851014},{"$f":"kc(C792,Kc!$E$9:$H$9,Kc!$I$9:$K$9)","v":0},0,{"$f":"K792*10*'Farm data entry'!$E$22","v":0},{"$f":"(L792*'Farm data entry'!$D$14)","v":0},0,0,0,993.82619857691009,0,0,0,1993.8261985769097,0,0,0,2993.8261985769104,0]
["1988-02-29",1988,60,{"$f":"VLOOKUP($A793,Rainfall!$D$3:$Q$10959,Hydrology!$D$1,FALSE)","v":0},{"$f":"MAX((D793-'Farm data entry'!$D$24)*'Farm data entry'!$D$23,0)*10*'Farm data entry'!$D$10","v":0},{"$f":"AND(C793>='Farm data entry'!$E$15,Hydrology!C793<='Farm data entry'!$E$16)","v":false},0,{"$f":"VLOOKUP($A793,ETo!$A$3:$N$10959,Hydrology!$D$1,FALSE)","v":1.5881413},{"$f":"(H793*'Farm data entry'!$D$25)","v":1.1116989099999999},{"$f":"kc(C793,Kc!$E$9:$H$9,Kc!$I$9:$K$9)","v":0},0,{"$f":"K793*10*'Farm data entry'!$E$22","v":0},{"$f":"(L793*'Farm data entry'!$D$14)","v":0},0,0,0,993.82619857691009,0,0,0,1993.8261985769097,0,0,0,2993.8261985769104,0]
["1988-03-01",1988,61,{"$f":"VLOOKUP($A794,Rainfall!$D$3:$Q$10959,Hydrology!$D$1,FALSE)","v":0},{"$f":"MAX((D794-'Farm data entry'!$D$24)*'Farm data entry'!$D$23,0)*10*'Farm data entry'!$D$10","v":0},{"$f":"AND(C794>='Farm data entry'!$E$15,Hydrology!C794<='Farm data entry'!$E$16)","v":true},0,{"$f":"VLOOKUP($A794,ETo!$A$3:$N$10959,Hydrology!$D$1,FALSE)","v":1.4801354},{"$f":"(H794*'Farm data entry'!$D$25)","v":1.03609478},{"$f":"kc(C794,Kc!$E$9:$H$9,Kc!$I$9:$K$9)","v":0},0,{"$f":"K794*10*'Farm data entry'!$E$22","v":0},{"$f":"(L794*'Farm data entry'!$D$14)","v":0},0,0,0,993.82619857691009,0,0,0,1993.8261985769097,0,0,0,2993.8261985769104,0]
["1988-03-02",1988,62,{"$f":"VLOOKUP($A795,Rainfall!$D$3:$Q$10959,Hydrology!$D$1,FALSE)","v":0.60000000480000004},{"$f":"MAX((D795-'Farm data entry'!$D$24)*'Farm data entry'!$D$23,0)*10*'Farm data entry'!$D$10","v":0},{"$f":"AND(C795>='Farm data entry'!$E$15,Hydrology!C795<='Farm data entry'!$E$16)","v":true},0,{"$f":"VLOOKUP($A795,ETo!$A$3:$N$10959,Hydrology!$D$1,FALSE)","v":1.1554914999999999},{"$f":"(H795*'Farm data entry'!$D$25)","v":0.80884404999999993},{"$f":"kc(C795,Kc!$E$9:$H$9,Kc!$I$9:$K$9)","v":0},0,{"$f":"K795*10*'Farm data entry'!$E$22","v":0},{"$f":"(L795*'Farm data entry'!$D$14)","v":0},0,0,0,993.82619857691009,0,0,0,1993.8261985769097,0,0,0,2993.8261985769104,0]
["1988-03-03",1988,63,{"$f":"VLOOKUP($A796,Rainfall!$D$3:$Q$10959,Hydrology!$D$1,FALSE)","v":4.1999999040000002},{"$f":"MAX((D796-'Farm data entry'!$D$24)*'Farm data entry'!$D$23,0)*10*'Farm data entry'!$D$10","v":41.799998176000003},{"$f":"AND(C796>='Farm data entry'!$E$15,Hydrology!C796<='Farm data entry'!$E$16)","v":true},41.799998176000003,{"$f":"VLOOKUP($A796,ETo!$A$3:$N$10959,Hydrology!$D$1,FALSE)","v":0.25814675999999998},{"$f":"(H796*'Farm data entry'!$D$25)","v":0.18070273199999998},{"$f":"kc(C796,Kc!$E$9:$H$9,Kc!$I$9:$K$9)","v":0},0,{"$f":"K796*10*'Farm data entry'!$E$22","v":0},{"$f":"(L796*'Farm data entry'!$D$14)","v":0},0,0,35.626196752910118,1000,0,0,35.626196752909664,2000,0,0,35.626196752910346,3000,0]
["1988-03-04",1988,64,{"$f":"VLOOKUP($A797,Rainfall!$D$3:$Q$10959,Hydrology!$D$1,FALSE)","v":0},{"$f":"MAX((D797-'Farm data entry'!$D$24)*'Farm data entry'!$D$23,0)*10*'Farm data entry'!$D$10","v":0},{"$f":"AND(C797>='Farm data entry'!$E$15,Hydrology!C797<='Farm data entry'!$E$16)","v":true},0,{"$f":"VLOOKUP($A797,ETo!$A$3:$N$10959,Hydrology!$D$1,FALSE)","v":1.0527204999999999},{"$f":"(H797*'Farm data entry'!$D$25)","v":0.73690434999999987},{"$f":"kc(C797,Kc!$E$9:$H$9,Kc!$I$9:$K$9)","v":0},0,{"$f":"K797*10*'Farm data entry'!$E$22","v":0},{"$f":"(L797*'Farm data entry'!$D$14)","v":0},0,0,0,1000,0,0,0,2000,0,0,0,3000,0]
["1988-03-05",1988,65,{"$f":"VLOOKUP($A798,Rainfall!$D$3:$Q$10959,Hydrology!$D$1,FALSE)","v":0},{"$f":"MAX((D798-'Farm data entry'!$D$24)*'Farm data entry'!$D$23,0)*10*'Farm data entry'!$D$10","v":0},{"$f":"AND(C798>='Farm data entry'!$E$15,Hydrology!C798<='Farm data entry'!$E$16)","v":true},0,{"$f":"VLOOKUP($A798,ETo!$A$3:$N$10959,Hydrology!$D$1,FALSE)","v":0.93419739999999996},{"$f":"(H798*'Farm data entry'!$D$25)","v":0.65393817999999992},{"$f":"kc(C798,Kc!$E$9:$H$9,Kc!$I$9:$K$9)","v":0},0,{"$f":"K798*10*'Farm data entry'!$E$22","v":0},{"$f":"(L798*'Farm data entry'!$D$14)","v":0},0,0,0,1000,0,0,0,2000,0,0,0,3000,0]
["1988-03-06",1988,66,{"$f":"VLOOKUP($A799,Rainfall!$D$3:$Q$10959,Hydrology!$D$1,FALSE)","v":0.70000001280000002},{"$f":"MAX((D799-'Farm data entry'!$D$24)*'Farm data entry'!$D$23,0)*10*'Farm data entry'!$D$10","v":0},{"$f":"AND(C799>='Farm data entry'!$E$15,Hydrology!C799<='Farm data entry'!$E$16)","v":true},0,{"$f":"VLOOKUP($A799,ETo!$A$3:$N$10959,Hydrology!$D$1,FALSE)","v":0.41224327999999999},{"$f":"(H799*'Farm data entry'!$D$25)","v":0.28857029599999995},{"$f":"kc(C799,Kc!$E$9:$H$9,Kc!$I$9:$K$9)","v":0},0,{"$f":"K799*10*'Farm data entry'!$E$22","v":0},{"$f":"(L799*'Farm data entry'!$D$14)","v":0},0,0,0,1000,0,0,0,2000,0,0,0,3000,0]
["1988-03-07",1988,67,{"$f":"VLOOKUP($A800,Rainfall!$D$3:$Q$10959,Hydrology!$D$1,FALSE)","v":0},{"$f":"MAX((D800-'Farm data entry'!$D$24)*'Farm data entry'!$D$23,0)*10*'Farm data entry'!$D$10","v":0},{"$f":"AND(C800>='Farm data entry'!$E$15,Hydrology!C800<='Farm data entry'!$E$16)","v":true},0,{"$f":"VLOOKUP($A800,ETo!$A$3:$N$10959,Hydrology!$D$1,FALSE)","v":1.4146377999999999},{"$f":"(H800*'Farm data entry'!$D$25)","v":0.99024645999999994},{"$f":"kc(C800,Kc!$E$9:$H$9,Kc!$I$9:$K$9)","v":0},0,{"$f":"K800*10*'Farm data entry'!$E$22","v":0},{"$f":"(L800*'Farm data entry'!$D$14)","v":0},0,0,0,1000,0,0,0,2000,0,0,0,3000,0]
["1988-03-08",1988,68,{"$f":"VLOOKUP($A801,Rainfall!$D$3:$Q$10959,Hydrology!$D$1,FALSE)","v":9.9999999360000008E-2},{"$f":"MAX((D801-'Farm data entry'!$D$24)*'Farm data entry'!$D$23,0)*10*'Farm data entry'!$D$10","v":0},{"$f":"AND(C801>='Farm data entry'!$E$15,Hydrology!C801<='Farm data entry'!$E$16)","v":true},0,{"$f":"VLOOKUP($A801,ETo!$A$3:$N$10959,Hydrology!$D$1,FALSE)","v":0.55590059999999997},{"$f":"(H801*'Farm data entry'!$D$25)","v":0.38913041999999998},{"$f":"kc(C801,Kc!$E$9:$H$9,Kc!$I$9:$K$9)","v":0},0,{"$f":"K801*10*'Farm data entry'!$E$22","v":0},{"$f":"(L801*'Farm data entry'!$D$14)","v":0},0,0,0,1000,0,0,0,2000,0,0,0,3000,0]
["1988-03-09",1988,69,{"$f":"VLOOKUP($A802,Rainfall!$D$3:$Q$10959,Hydrology!$D$1,FALSE)","v":1.3000000176000002},{"$f":"MAX((D802-'Farm data entry'!$D$24)*'Farm data entry'!$D$23,0)*10*'Farm data entry'!$D$10","v":0},{"$f":"AND(C802>='Farm data entry'!$E$15,Hydrology!C802<='Farm data entry'!$E$16)","v":true},0,{"$f":"VLOOKUP($A802,ETo!$A$3:$N$10959,Hydrology!$D$1,FALSE)","v":1.0480969},{"$f":"(H802*'Farm data entry'!$D$25)","v":0.73366782999999991},{"$f":"kc(C802,Kc!$E$9:$H$9,Kc!$I$9:$K$9)","v":0},0,{"$f":"K802*10*'Farm data entry'!$E$22","v":0},{"$f":"(L802*'Farm data entry'!$D$14)","v":0},0,0,0,1000,0,0,0,2000,0,0,0,3000,0]
["1988-03-10",1988,70,{"$f":"VLOOKUP($A803,Rainfall!$D$3:$Q$10959,Hydrology!$D$1,FALSE)","v":9.9999999360000008E-2},{"$f":"MAX((D803-'Farm data entry'!$D$24)*'Farm data entry'!$D$23,0)*10*'Farm data entry'!$D$10","v":0},{"$f":"AND(C803>='Farm data entry'!$E$15,Hydrology!C803<='Farm data entry'!$E$16)","v":true},0,{"$f":"VLOOKUP($A803,ETo!$A$3:$N$10959,Hydrology!$D$1,FALSE)","v":1.3095969000000001},{"$f":"(H803*'Farm data entry'!$D$25)","v":0.91671782999999996},{"$f":"kc(C803,Kc!$E$9:$H$9,Kc!$I$9:$K$9)","v":0},0,{"$f":"K803*10*'Farm data entry'!$E$22","v":0},{"$f":"(L803*'Farm data entry'!$D$14)","v":0},0,0,0,1000,0,0,0,2000,0,0,0,3000,0]
["1988-03-11",1988,71,{"$f":"VLOOKUP($A804,Rainfall!$D$3:$Q$10959,Hydrology!$D$1,FALSE)","v":0},{"$f":"MAX((D804-'Farm data entry'!$D$24)*'Farm data entry'!$D$23,0)*10*'Farm data entry'!$D$10","v":0},{"$f":"AND(C804>='Farm data entry'!$E$15,Hydrology!C804<='Farm data entry'!$E$16)","v":true},0,{"$f":"VLOOKUP($A804,ETo!$A$3:$N$10959,Hydrology!$D$1,FALSE)","v":1.0592299000000001},{"$f":"(H804*'Farm data entry'!$D$25)","v":0.74146093000000002},{"$f":"kc(C804,Kc!$E$9:$H$9,Kc!$I$9:$K$9)","v":0},0,{"$f":"K804*10*'Farm data entry'!$E$22","v":0},{"$f":"(L804*'Farm data entry'!$D$14)","v":0},0,0,0,1000,0,0,0,2000,0,0,0,3000,0]
["1988-03-12",1988,72,{"$f":"VLOOKUP($A805,Rainfall!$D$3:$Q$10959,Hydrology!$D$1,FALSE)","v":9.9999999360000008E-2},{"$f":"MAX((D805-'Farm data entry'!$D$24)*'Farm data entry'!$D$23,0)*10*'Farm data entry'!$D$10","v":0},{"$f":"AND(C805>='Farm data entry'!$E$15,Hydrology!C805<='Farm data entry'!$E$16)","v":true},0,{"$f":"VLOOKUP($A805,ETo!$A$3:$N$10959,Hydrology!$D$1,FALSE)","v":1.0158419999999999},{"$f":"(H805*'Farm data entry'!$D$25)","v":0.71108939999999987},{"$f":"kc(C805,Kc!$E$9:$H$9,Kc!$I$9:$K$9)","v":0},0,{"$f":"K805*10*'Farm data entry'!$E$22","v":0},{"$f":"(L805*'Farm data entry'!$D$14)","v":0},0,0,0,1000,0,0,0,2000,0,0,0,3000,0]
["1988-03-13",1988,73,{"$f":"VLOOKUP($A806,Rainfall!$D$3:$Q$10959,Hydrology!$D$1,FALSE)","v":3.9999999744000001},{"$f":"MAX((D806-'Farm data entry'!$D$24)*'Farm data entry'!$D$23,0)*10*'Farm data entry'!$D$10","v":37.999999513600002},{"$f":"AND(C806>='Farm data entry'!$E$15,Hydrology!C806<='Farm data entry'!$E$16)","v":true},37.999999513600002,{"$f":"VLOOKUP($A806,ETo!$A$3:$N$10959,Hydrology!$D$1,FALSE)","v":0.69380509999999995},{"$f":"(H806*'Farm data entry'!$D$25)","v":0.48566356999999993},{"$f":"kc(C806,Kc!$E$9:$H$9,Kc!$I$9:$K$9)","v":0},0,{"$f":"K806*10*'Farm data entry'!$E$22","v":0},{"$f":"(L806*'Farm data entry'!$D$14)","v":0},0,0,37.99999951359996,1000,0,0,37.99999951359996,2000,0,0,37.99999951359996,3000,0]
["1988-03-14",1988,74,{"$f":"VLOOKUP($A807,Rainfall!$D$3:$Q$10959,Hydrology!$D$1,FALSE)","v":4.8000000384000003},{"$f":"MAX((D807-'Farm data entry'!$D$24)*'Farm data entry'!$D$23,0)*10*'Farm data entry'!$D$10","v":53.200000729599999},{"$f":"AND(C807>='Farm data entry'!$E$15,Hydrology!C807<='Farm data entry'!$E$16)","v":true},53.200000729599999,{"$f":"VLOOKUP($A807,ETo!$A$3:$N$10959,Hydrology!$D$1,FALSE)","v":0.45038655},{"$f":"(H807*'Farm data entry'!$D$25)","v":0.31527058499999999},{"$f":"kc(C807,Kc!$E$9:$H$9,Kc!$I$9:$K$9)","v":0},0,{"$f":"K807*10*'Farm data entry'!$E$22","v":0},{"$f":"(L807*'Farm data entry'!$D$14)","v":0},0,0,53.200000729600106,1000,0,0,53.200000729600106,2000,0,0,53.200000729600106,3000,0]
["1988-03-15",1988,75,{"$f":"VLOOKUP($A808,Rainfall!$D$3:$Q$10959,Hydrology!$D$1,FALSE)","v":5.9000002559999993},{"$f":"MAX((D808-'Farm data entry'!$D$24)*'Farm data entry'!$D$23,0)*10*'Farm data entry'!$D$10","v":74.100004863999985},{"$f":"AND(C808>='Farm data entry'!$E$15,Hydrology!C808<='Farm data entry'!$E$16)","v":true},74.100004863999985,{"$f":"VLOOKUP($A808,ETo!$A$3:$N$10959,Hydrology!$D$1,FALSE)","v":0.18799578},{"$f":"(H808*'Farm data entry'!$D$25)","v":0.131597046},{"$f":"kc(C808,Kc!$E$9:$H$9,Kc!$I$9:$K$9)","v":0},0,{"$f":"K808*10*'Farm data entry'!$E$22","v":0},{"$f":"(L808*'Farm data entry'!$D$14)","v":0},0,0,74.100004864000084,1000,0,0,74.100004863999857,2000,0,0,74.100004863999857,3000,0]
["1988-03-16",1988,76,{"$f":"VLOOKUP($A809,Rainfall!$D$3:$Q$10959,Hydrology!$D$1,FALSE)","v":0.39999998880000004},{"$f":"MAX((D809-'Farm data entry'!$D$24)*'Farm data entry'!$D$23,0)*10*'Farm data entry'!$D$10","v":0},{"$f":"AND(C809>='Farm data entry'!$E$15,Hydrology!C809<='Farm data entry'!$E$16)","v":true},0,{"$f":"VLOOKUP($A809,ETo!$A$3:$N$10959,Hydrology!$D$1,FALSE)","v":1.0921373000000001},{"$f":"(H809*'Farm data entry'!$D$25)","v":0.76449611000000006},{"$f":"kc(C809,Kc!$E$9:$H$9,Kc!$I$9:$K$9)","v":0},0,{"$f":"K809*10*'Farm data entry'!$E$22","v":0},{"$f":"(L809*'Farm data entry'!$D$14)","v":0},0,0,0,1000,0,0,0,2000,0,0,0,3000,0]
["1988-03-17",1988,77,{"$f":"VLOOKUP($A810,Rainfall!$D$3:$Q$10959,Hydrology!$D$1,FALSE)","v":1.3999999392},{"$f":"MAX((D810-'Farm data entry'!$D$24)*'Farm data entry'!$D$23,0)*10*'Farm data entry'!$D$10","v":0},{"$f":"AND(C810>='Farm data entry'!$E$15,Hydrology!C810<='Farm data entry'!$E$16)","v":true},0,{"$f":"VLOOKUP($A810,ETo!$A$3:$N$10959,Hydrology!$D$1,FALSE)","v":1.0083513},{"$f":"(H810*'Farm data entry'!$D$25)","v":0.70584590999999997},{"$f":"kc(C810,Kc!$E$9:$H$9,Kc!$I$9:$K$9)","v":0},0,{"$f":"K810*10*'Farm data entry'!$E$22","v":0},{"$f":"(L810*'Farm data entry'!$D$14)","v":0},0,0,0,1000,0,0,0,2000,0,0,0,3000,0]
["1988-03-18",1988,78,{"$f":"VLOOKUP($A811,Rainfall!$D$3:$Q$10959,Hydrology!$D$1,FALSE)","v":6.9999997823999998},{"$f":"MAX((D811-'Farm data entry'!$D$24)*'Farm data entry'!$D$23,0)*10*'Farm data entry'!$D$10","v":94.999995865599999},{"$f":"AND(C811>='Farm data entry'!$E$15,Hydrology!C811<='Farm data entry'!$E$16)","v":true},94.999995865599999,{"$f":"VLOOKUP($A811,ETo!$A$3:$N$10959,Hydrology!$D$1,FALSE)","v":1.4526287},{"$f":"(H811*'Farm data entry'!$D$25)","v":1.0168400899999999},{"$f":"kc(C811,Kc!$E$9:$H$9,Kc!$I$9:$K$9)","v":0},0,{"$f":"K811*10*'Farm data entry'!$E$22","v":0},{"$f":"(L811*'Farm data entry'!$D$14)","v":0},0,0,94.999995865599885,1000,0,0,94.999995865599885,2000,0,0,94.999995865599885,3000,0]
["1988-03-19",1988,79,{"$f":"VLOOKUP($A812,Rainfall!$D$3:$Q$10959,Hydrology!$D$1,FALSE)","v":5.4999997056000005},{"$f":"MAX((D812-'Farm data entry'!$D$24)*'Farm data entry'!$D$23,0)*10*'Farm data entry'!$D$10","v":66.499994406400006},{"$f":"AND(C812>='Farm data entry'!$E$15,Hydrology!C812<='Farm data entry'!$E$16)","v":true},66.499994406400006,{"$f":"VLOOKUP($A812,ETo!$A$3:$N$10959,Hydrology!$D$1,FALSE)","v":0},{"$f":"(H812*'Farm data entry'!$D$25)","v":0},{"$f":"kc(C812,Kc!$E$9:$H$9,Kc!$I$9:$K$9)","v":0},0,{"$f":"K812*10*'Farm data entry'!$E$22","v":0},{"$f":"(L812*'Farm data entry'!$D$14)","v":0},0,0,66.499994406399992,1000,0,0,66.499994406400219,2000,0,0,66.499994406400219,3000,0]
["1988-03-20",1988,80,{"$f":"VLOOKUP($A813,Rainfall!$D$3:$Q$10959,Hydrology!$D$1,FALSE)","v":8.5999999103999993},{"$f":"MAX((D813-'Farm data entry'!$D$24)*'Farm data entry'!$D$23,0)*10*'Farm data entry'!$D$10","v":125.39999829759998},{"$f":"AND(C813>='Farm data entry'!$E$15,Hydrology!C813<='Farm data entry'!$E$16)","v":true},125.39999829759998,{"$f":"VLOOKUP($A813,ETo!$A$3:$N$10959,Hydrology!$D$1,FALSE)","v":0.97438849999999999},{"$f":"(H813*'Farm data entry'!$D$25)","v":0.68207194999999998},{"$f":"kc(C813,Kc!$E$9:$H$9,Kc!$I$9:$K$9)","v":0},0,{"$f":"K813*10*'Farm data entry'!$E$22","v":0},{"$f":"(L813*'Farm data entry'!$D$14)","v":0},0,0,125.39999829759995,1000,0,0,125.39999829760018,2000,0,0,125.39999829760018,3000,0]
["1988-03-21",1988,81,{"$f":"VLOOKUP($A814,Rainfall!$D$3:$Q$10959,Hydrology!$D$1,FALSE)","v":0},{"$f":"MAX((D814-'Farm data entry'!$D$24)*'Farm data entry'!$D$23,0)*10*'Farm data entry'!$D$10","v":0},{"$f":"AND(C814>='Farm data entry'!$E$15,Hydrology!C814<='Farm data entry'!$E$16)","v":true},0,{"$f":"VLOOKUP($A814,ETo!$A$3:$N$10959,Hydrology!$D$1,FALSE)","v":1.0600486},{"$f":"(H814*'Farm data entry'!$D$25)","v":0.74203401999999996},{"$f":"kc(C814,Kc!$E$9:$H$9,Kc!$I$9:$K$9)","v":0},0,{"$f":"K814*10*'Farm data entry'!$E$22","v":0},{"$f":"(L814*'Farm data entry'!$D$14)","v":0},0,0,0,1000,0,0,0,2000,0,0,0,3000,0]
["1988-03-22",1988,82,{"$f":"VLOOKUP($A815,Rainfall!$D$3:$Q$10959,Hydrology!$D$1,FALSE)","v":1.3000000176000002},{"$f":"MAX((D815-'Farm data entry'!$D$24)*'Farm data entry'!$D$23,0)*10*'Farm data entry'!$D$10","v":0},{"$f":"AND(C815>='Farm data entry'!$E$15,Hydrology!C815<='Farm data entry'!$E$16)","v":true},0,{"$f":"VLOOKUP($A815,ETo!$A$3:$N$10959,Hydrology!$D$1,FALSE)","v":0.76597610000000005},{"$f":"(H815*'Farm data entry'!$D$25)","v":0.53618326999999999},{"$f":"kc(C815,Kc!$E$9:$H$9,Kc!$I$9:$K$9)","v":0},0,{"$f":"K815*10*'Farm data entry'!$E$22","v":0},{"$f":"(L815*'Farm data entry'!$D$14)","v":0},0,0,0,1000,0,0,0,2000,0,0,0,3000,0]
["1988-03-23",1988,83,{"$f":"VLOOKUP($A816,Rainfall!$D$3:$Q$10959,Hydrology!$D$1,FALSE)","v":0.19999999872000002},{"$f":"MAX((D816-'Farm data entry'!$D$24)*'Farm data entry'!$D$23,0)*10*'Farm data entry'!$D$10","v":0},{"$f":"AND(C816>='Farm data entry'!$E$15,Hydrology!C816<='Farm data entry'!$E$16)","v":true},0,{"$f":"VLOOKUP($A816,ETo!$A$3:$N$10959,Hydrology!$D$1,FALSE)","v":1.2198420999999999},{"$f":"(H816*'Farm data entry'!$D$25)","v":0.85388946999999993},{"$f":"kc(C816,Kc!$E$9:$H$9,Kc!$I$9:$K$9)","v":0},0,{"$f":"K816*10*'Farm data entry'!$E$22","v":0},{"$f":"(L816*'Farm data entry'!$D$14)","v":0},0,0,0,1000,0,0,0,2000,0,0,0,3000,0]
["1988-03-24",1988,84,{"$f":"VLOOKUP($A817,Rainfall!$D$3:$Q$10959,Hydrology!$D$1,FALSE)","v":5.1000000191999995},{"$f":"MAX((D817-'Farm data entry'!$D$24)*'Farm data entry'!$D$23,0)*10*'Farm data entry'!$D$10","v":58.900000364799979},{"$f":"AND(C817>='Farm data entry'!$E$15,Hydrology!C817<='Farm data entry'!$E$16)","v":true},58.900000364799979,{"$f":"VLOOKUP($A817,ETo!$A$3:$N$10959,Hydrology!$D$1,FALSE)","v":0.91821980000000003},{"$f":"(H817*'Farm data entry'!$D$25)","v":0.64275386000000001},{"$f":"kc(C817,Kc!$E$9:$H$9,Kc!$I$9:$K$9)","v":0},0,{"$f":"K817*10*'Farm data entry'!$E$22","v":0},{"$f":"(L817*'Farm data entry'!$D$14)","v":0},0,0,58.900000364800007,1000,0,0,58.90000036479978,2000,0,0,58.90000036479978,3000,0]
["1988-03-25",1988,85,{"$f":"VLOOKUP($A818,Rainfall!$D$3:$Q$10959,Hydrology!$D$1,FALSE)","v":0.19999999872000002},{"$f":"MAX((D818-'Farm data entry'!$D$24)*'Farm data entry'!$D$23,0)*10*'Farm data entry'!$D$10","v":0},{"$f":"AND(C818>='Farm data entry'!$E$15,Hydrology!C818<='Farm data entry'!$E$16)","v":true},0,{"$f":"VLOOKUP($A818,ETo!$A$3:$N$10959,Hydrology!$D$1,FALSE)","v":1.4909338999999999},{"$f":"(H818*'Farm data entry'!$D$25)","v":1.0436537299999999},{"$f":"kc(C818,Kc!$E$9:$H$9,Kc!$I$9:$K$9)","v":0},0,{"$f":"K818*10*'Farm data entry'!$E$22","v":0},{"$f":"(L818*'Farm data entry'!$D$14)","v":0},0,0,0,1000,0,0,0,2000,0,0,0,3000,0]
["1988-03-26",1988,86,{"$f":"VLOOKUP($A819,Rainfall!$D$3:$Q$10959,Hydrology!$D$1,FALSE)","v":0},{"$f":"MAX((D819-'Farm data entry'!$D$24)*'Farm data entry'!$D$23,0)*10*'Farm data entry'!$D$10","v":0},{"$f":"AND(C819>='Farm data entry'!$E$15,Hydrology!C819<='Farm data entry'!$E$16)","v":true},0,{"$f":"VLOOKUP($A819,ETo!$A$3:$N$10959,Hydrology!$D$1,FALSE)","v":2.1473429999999998},{"$f":"(H819*'Farm data entry'!$D$25)","v":1.5031400999999998},{"$f":"kc(C819,Kc!$E$9:$H$9,Kc!$I$9:$K$9)","v":0},0,{"$f":"K819*10*'Farm data entry'!$E$22","v":0},{"$f":"(L819*'Farm data entry'!$D$14)","v":0},0,0,0,1000,0,0,0,2000,0,0,0,3000,0]
["1988-03-27",1988,87,{"$f":"VLOOKUP($A820,Rainfall!$D$3:$Q$10959,Hydrology!$D$1,FALSE)","v":0},{"$f":"MAX((D820-'Farm data entry'!$D$24)*'Farm data entry'!$D$23,0)*10*'Farm data entry'!$D$10","v":0},{"$f":"AND(C820>='Farm data entry'!$E$15,Hydrology!C820<='Farm data entry'!$E$16)","v":true},0,{"$f":"VLOOKUP($A820,ETo!$A$3:$N$10959,Hydrology!$D$1,FALSE)","v":1.6669632999999999},{"$f":"(H820*'Farm data entry'!$D$25)","v":1.1668743099999999},{"$f":"kc(C820,Kc!$E$9:$H$9,Kc!$I$9:$K$9)","v":0},0,{"$f":"K820*10*'Farm data entry'!$E$22","v":0},{"$f":"(L820*'Farm data entry'!$D$14)","v":0},0,0,0,1000,0,0,0,2000,0,0,0,3000,0]
["1988-03-28",1988,88,{"$f":"VLOOKUP($A821,Rainfall!$D$3:$Q$10959,Hydrology!$D$1,FALSE)","v":2.0999999520000001},{"$f":"MAX((D821-'Farm data entry'!$D$24)*'Farm data entry'!$D$23,0)*10*'Farm data entry'!$D$10","v":1.8999990880000019},{"$f":"AND(C821>='Farm data entry'!$E$15,Hydrology!C821<='Farm data entry'!$E$16)","v":true},1.8999990880000019,{"$f":"VLOOKUP($A821,ETo!$A$3:$N$10959,Hydrology!$D$1,FALSE)","v":0.20525545000000001},{"$f":"(H821*'Farm data entry'!$D$25)","v":0.14367881499999999},{"$f":"kc(C821,Kc!$E$9:$H$9,Kc!$I$9:$K$9)","v":0},0,{"$f":"K821*10*'Farm data entry'!$E$22","v":0},{"$f":"(L821*'Farm data entry'!$D$14)","v":0},0,0,1.8999990879999586,1000,0,0,1.8999990879999586,2000,0,0,1.899999088000186,3000,0]
["1988-03-29",1988,89,{"$f":"VLOOKUP($A822,Rainfall!$D$3:$Q$10959,Hydrology!$D$1,FALSE)","v":8.2000002240000001},{"$f":"MAX((D822-'Farm data entry'!$D$24)*'Farm data entry'!$D$23,0)*10*'Farm data entry'!$D$10","v":117.80000425599999},{"$f":"AND(C822>='Farm data entry'!$E$15,Hydrology!C822<='Farm data entry'!$E$16)","v":true},117.80000425599999,{"$f":"VLOOKUP($A822,ETo!$A$3:$N$10959,Hydrology!$D$1,FALSE)","v":0.33578943999999999},{"$f":"(H822*'Farm data entry'!$D$25)","v":0.23505260799999997},{"$f":"kc(C822,Kc!$E$9:$H$9,Kc!$I$9:$K$9)","v":0},0,{"$f":"K822*10*'Farm data entry'!$E$22","v":0},{"$f":"(L822*'Farm data entry'!$D$14)","v":0},0,0,117.80000425599997,1000,0,0,117.80000425600019,2000,0,0,117.80000425600019,3000,0]
["1988-03-30",1988,90,{"$f":"VLOOKUP($A823,Rainfall!$D$3:$Q$10959,Hydrology!$D$1,FALSE)","v":1.5000000767999999},{"$f":"MAX((D823-'Farm data entry'!$D$24)*'Farm data entry'!$D$23,0)*10*'Farm data entry'!$D$10","v":0},{"$f":"AND(C823>='Farm data entry'!$E$15,Hydrology!C823<='Farm data entry'!$E$16)","v":true},0,{"$f":"VLOOKUP($A823,ETo!$A$3:$N$10959,Hydrology!$D$1,FALSE)","v":1.0054718},{"$f":"(H823*'Farm data entry'!$D$25)","v":0.70383025999999993},{"$f":"kc(C823,Kc!$E$9:$H$9,Kc!$I$9:$K$9)","v":0},0,{"$f":"K823*10*'Farm data entry'!$E$22","v":0},{"$f":"(L823*'Farm data entry'!$D$14)","v":0},0,0,0,1000,0,0,0,2000,0,0,0,3000,0]
["1988-03-31",1988,91,{"$f":"VLOOKUP($A824,Rainfall!$D$3:$Q$10959,Hydrology!$D$1,FALSE)","v":0},{"$f":"MAX((D824-'Farm data entry'!$D$24)*'Farm data entry'!$D$23,0)*10*'Farm data entry'!$D$10","v":0},{"$f":"AND(C824>='Farm data entry'!$E$15,Hydrology!C824<='Farm data entry'!$E$16)","v":true},0,{"$f":"VLOOKUP($A824,ETo!$A$3:$N$10959,Hydrology!$D$1,FALSE)","v":1.193538},{"$f":"(H824*'Farm data entry'!$D$25)","v":0.8354765999999999},{"$f":"kc(C824,Kc!$E$9:$H$9,Kc!$I$9:$K$9)","v":0},0,{"$f":"K824*10*'Farm data entry'!$E$22","v":0},{"$f":"(L824*'Farm data entry'!$D$14)","v":0},0,0,0,1000,0,0,0,2000,0,0,0,3000,0]
["1988-04-01",1988,92,{"$f":"VLOOKUP($A825,Rainfall!$D$3:$Q$10959,Hydrology!$D$1,FALSE)","v":0},{"$f":"MAX((D825-'Farm data entry'!$D$24)*'Farm data entry'!$D$23,0)*10*'Farm data entry'!$D$10","v":0},{"$f":"AND(C825>='Farm data entry'!$E$15,Hydrology!C825<='Farm data entry'!$E$16)","v":true},0,{"$f":"VLOOKUP($A825,ETo!$A$3:$N$10959,Hydrology!$D$1,FALSE)","v":1.4060527},{"$f":"(H825*'Farm data entry'!$D$25)","v":0.98423688999999992},{"$f":"kc(C825,Kc!$E$9:$H$9,Kc!$I$9:$K$9)","v":0.4},0.39369475599999998,{"$f":"K825*10*'Farm data entry'!$E$22","v":7.8738951199999994},{"$f":"(L825*'Farm data entry'!$D$14)","v":1.1810842679999998},9.0549793879999996,9.0549793879999996,0,990.94502061200001,0,9.0549793879999996,0,1990.945020612,0,9.0549793879999996,0,2990.945020612,0]
["1988-04-02",1988,93,{"$f":"VLOOKUP($A826,Rainfall!$D$3:$Q$10959,Hydrology!$D$1,FALSE)","v":0},{"$f":"MAX((D826-'Farm data entry'!$D$24)*'Farm data entry'!$D$23,0)*10*'Farm data entry'!$D$10","v":0},{"$f":"AND(C826>='Farm data entry'!$E$15,Hydrology!C826<='Farm data entry'!$E$16)","v":true},0,{"$f":"VLOOKUP($A826,ETo!$A$3:$N$10959,Hydrology!$D$1,FALSE)","v":1.2046437999999999},{"$f":"(H826*'Farm data entry'!$D$25)","v":0.84325065999999993},{"$f":"kc(C826,Kc!$E$9:$H$9,Kc!$I$9:$K$9)","v":0.40294117647058825},0.339780413,{"$f":"K826*10*'Farm data entry'!$E$22","v":6.7956082599999998},{"$f":"(L826*'Farm data entry'!$D$14)","v":1.0193412389999998},7.8149494989999999,7.8149494989999999,0,983.13007111299999,0,7.8149494989999999,0,1983.130071113,0,7.8149494989999999,0,2983.1300711130002,0]
["1988-04-03",1988,94,{"$f":"VLOOKUP($A827,Rainfall!$D$3:$Q$10959,Hydrology!$D$1,FALSE)","v":0},{"$f":"MAX((D827-'Farm data entry'!$D$24)*'Farm data entry'!$D$23,0)*10*'Farm data entry'!$D$10","v":0},{"$f":"AND(C827>='Farm data entry'!$E$15,Hydrology!C827<='Farm data entry'!$E$16)","v":true},0,{"$f":"VLOOKUP($A827,ETo!$A$3:$N$10959,Hydrology!$D$1,FALSE)","v":1.7205026000000001},{"$f":"(H827*'Farm data entry'!$D$25)","v":1.2043518200000001},{"$f":"kc(C827,Kc!$E$9:$H$9,Kc!$I$9:$K$9)","v":0.40588235294117653},0.48882515047058833,{"$f":"K827*10*'Farm data entry'!$E$22","v":9.7765030094117673},{"$f":"(L827*'Farm data entry'!$D$14)","v":1.4664754514117651},11.242978460823533,11.242978460823533,0,971.88709265217642,0,11.242978460823533,0,1971.8870926521765,0,11.242978460823533,0,2971.8870926521768,0]
["1988-04-04",1988,95,{"$f":"VLOOKUP($A828,Rainfall!$D$3:$Q$10959,Hydrology!$D$1,FALSE)","v":0},{"$f":"MAX((D828-'Farm data entry'!$D$24)*'Farm data entry'!$D$23,0)*10*'Farm data entry'!$D$10","v":0},{"$f":"AND(C828>='Farm data entry'!$E$15,Hydrology!C828<='Farm data entry'!$E$16)","v":true},0,{"$f":"VLOOKUP($A828,ETo!$A$3:$N$10959,Hydrology!$D$1,FALSE)","v":1.432167},{"$f":"(H828*'Farm data entry'!$D$25)","v":1.0025168999999998},{"$f":"kc(C828,Kc!$E$9:$H$9,Kc!$I$9:$K$9)","v":0.4088235294117647},0.4098524973529411,{"$f":"K828*10*'Farm data entry'!$E$22","v":8.1970499470588223},{"$f":"(L828*'Farm data entry'!$D$14)","v":1.2295574920588233},9.426607439117646,9.426607439117646,0,962.46048521305875,0,9.426607439117646,0,1962.460485213059,0,9.426607439117646,0,2962.4604852130592,0]
["1988-04-05",1988,96,{"$f":"VLOOKUP($A829,Rainfall!$D$3:$Q$10959,Hydrology!$D$1,FALSE)","v":0},{"$f":"MAX((D829-'Farm data entry'!$D$24)*'Farm data entry'!$D$23,0)*10*'Farm data entry'!$D$10","v":0},{"$f":"AND(C829>='Farm data entry'!$E$15,Hydrology!C829<='Farm data entry'!$E$16)","v":true},0,{"$f":"VLOOKUP($A829,ETo!$A$3:$N$10959,Hydrology!$D$1,FALSE)","v":1.5019817},{"$f":"(H829*'Farm data entry'!$D$25)","v":1.0513871899999998},{"$f":"kc(C829,Kc!$E$9:$H$9,Kc!$I$9:$K$9)","v":0.41176470588235292},0.43292413705882343,{"$f":"K829*10*'Farm data entry'!$E$22","v":8.6584827411764689},{"$f":"(L829*'Farm data entry'!$D$14)","v":1.2987724111764702},9.9572551523529391,9.9572551523529391,0,952.50323006070585,0,9.9572551523529391,0,1952.5032300607061,0,9.9572551523529391,0,2952.5032300607063,0]
["1988-04-06",1988,97,{"$f":"VLOOKUP($A830,Rainfall!$D$3:$Q$10959,Hydrology!$D$1,FALSE)","v":0},{"$f":"MAX((D830-'Farm data entry'!$D$24)*'Farm data entry'!$D$23,0)*10*'Farm data entry'!$D$10","v":0},{"$f":"AND(C830>='Farm data entry'!$E$15,Hydrology!C830<='Farm data entry'!$E$16)","v":true},0,{"$f":"VLOOKUP($A830,ETo!$A$3:$N$10959,Hydrology!$D$1,FALSE)","v":2.0492039000000002},{"$f":"(H830*'Farm data entry'!$D$25)","v":1.43444273},{"$f":"kc(C830,Kc!$E$9:$H$9,Kc!$I$9:$K$9)","v":0.4147058823529412},0.59487183802941179,{"$f":"K830*10*'Farm data entry'!$E$22","v":11.897436760588235},{"$f":"(L830*'Farm data entry'!$D$14)","v":1.7846155140882352},13.682052274676471,13.682052274676471,0,938.82117778602935,0,13.682052274676471,0,1938.8211777860297,0,13.682052274676471,0,2938.8211777860297,0]
["1988-04-07",1988,98,{"$f":"VLOOKUP($A831,Rainfall!$D$3:$Q$10959,Hydrology!$D$1,FALSE)","v":0},{"$f":"MAX((D831-'Farm data entry'!$D$24)*'Farm data entry'!$D$23,0)*10*'Farm data entry'!$D$10","v":0},{"$f":"AND(C831>='Farm data entry'!$E$15,Hydrology!C831<='Farm data entry'!$E$16)","v":true},0,{"$f":"VLOOKUP($A831,ETo!$A$3:$N$10959,Hydrology!$D$1,FALSE)","v":1.3837957000000001},{"$f":"(H831*'Farm data entry'!$D$25)","v":0.96865698999999994},{"$f":"kc(C831,Kc!$E$9:$H$9,Kc!$I$9:$K$9)","v":0.41764705882352943},0.40455674288235294,{"$f":"K831*10*'Farm data entry'!$E$22","v":8.0911348576470594},{"$f":"(L831*'Farm data entry'!$D$14)","v":1.2136702286470589},9.3048050862941185,9.3048050862941185,0,929.51637269973526,0,9.3048050862941185,0,1929.5163726997355,0,9.3048050862941185,0,2929.5163726997357,0]
["1988-04-08",1988,99,{"$f":"VLOOKUP($A832,Rainfall!$D$3:$Q$10959,Hydrology!$D$1,FALSE)","v":1.2000000096000001},{"$f":"MAX((D832-'Farm data entry'!$D$24)*'Farm data entry'!$D$23,0)*10*'Farm data entry'!$D$10","v":0},{"$f":"AND(C832>='Farm data entry'!$E$15,Hydrology!C832<='Farm data entry'!$E$16)","v":true},0,{"$f":"VLOOKUP($A832,ETo!$A$3:$N$10959,Hydrology!$D$1,FALSE)","v":1.3713076},{"$f":"(H832*'Farm data entry'!$D$25)","v":0.95991531999999991},{"$f":"kc(C832,Kc!$E$9:$H$9,Kc!$I$9:$K$9)","v":0.42058823529411771},0.40372909047058825,{"$f":"K832*10*'Farm data entry'!$E$22","v":8.0745818094117645},{"$f":"(L832*'Farm data entry'!$D$14)","v":1.2111872714117646},9.2857690808235294,9.2857690808235294,0,920.23060361891169,0,9.2857690808235294,0,1920.230603618912,0,9.2857690808235294,0,2920.230603618912,0]
["1988-04-09",1988,100,{"$f":"VLOOKUP($A833,Rainfall!$D$3:$Q$10959,Hydrology!$D$1,FALSE)","v":0.79999997760000008},{"$f":"MAX((D833-'Farm data entry'!$D$24)*'Farm data entry'!$D$23,0)*10*'Farm data entry'!$D$10","v":0},{"$f":"AND(C833>='Farm data entry'!$E$15,Hydrology!C833<='Farm data entry'!$E$16)","v":true},0,{"$f":"VLOOKUP($A833,ETo!$A$3:$N$10959,Hydrology!$D$1,FALSE)","v":0.86541159999999995},{"$f":"(H833*'Farm data entry'!$D$25)","v":0.60578811999999993},{"$f":"kc(C833,Kc!$E$9:$H$9,Kc!$I$9:$K$9)","v":0.42352941176470588},0.25656908611764701,{"$f":"K833*10*'Farm data entry'!$E$22","v":5.1313817223529403},{"$f":"(L833*'Farm data entry'!$D$14)","v":0.76970725835294107},5.9010889807058815,5.9010889807058815,0,914.32951463820575,0,5.9010889807058815,0,1914.3295146382061,0,5.9010889807058815,0,2914.3295146382061,0]
["1988-04-10",1988,101,{"$f":"VLOOKUP($A834,Rainfall!$D$3:$Q$10959,Hydrology!$D$1,FALSE)","v":0},{"$f":"MAX((D834-'Farm data entry'!$D$24)*'Farm data entry'!$D$23,0)*10*'Farm data entry'!$D$10","v":0},{"$f":"AND(C834>='Farm data entry'!$E$15,Hydrology!C834<='Farm data entry'!$E$16)","v":true},0,{"$f":"VLOOKUP($A834,ETo!$A$3:$N$10959,Hydrology!$D$1,FALSE)","v":1.9196645999999999},{"$f":"(H834*'Farm data entry'!$D$25)","v":1.3437652199999999},{"$f":"kc(C834,Kc!$E$9:$H$9,Kc!$I$9:$K$9)","v":0.4264705882352941},0.57307634382352934,{"$f":"K834*10*'Farm data entry'!$E$22","v":11.461526876470586},{"$f":"(L834*'Farm data entry'!$D$14)","v":1.7192290314705878},13.180755907941174,13.180755907941174,0,901.1487587302646,0,13.180755907941174,0,1901.1487587302649,0,13.180755907941174,0,2901.1487587302649,0]
["1988-04-11",1988,102,{"$f":"VLOOKUP($A835,Rainfall!$D$3:$Q$10959,Hydrology!$D$1,FALSE)","v":0},{"$f":"MAX((D835-'Farm data entry'!$D$24)*'Farm data entry'!$D$23,0)*10*'Farm data entry'!$D$10","v":0},{"$f":"AND(C835>='Farm data entry'!$E$15,Hydrology!C835<='Farm data entry'!$E$16)","v":true},0,{"$f":"VLOOKUP($A835,ETo!$A$3:$N$10959,Hydrology!$D$1,FALSE)","v":1.7630787999999999},{"$f":"(H835*'Farm data entry'!$D$25)","v":1.2341551599999998},{"$f":"kc(C835,Kc!$E$9:$H$9,Kc!$I$9:$K$9)","v":0.42941176470588238},0.52996074517647052,{"$f":"K835*10*'Farm data entry'!$E$22","v":10.599214903529411},{"$f":"(L835*'Farm data entry'!$D$14)","v":1.5898822355294115},12.189097139058823,12.189097139058823,0,888.95966159120576,0,12.189097139058823,0,1888.9596615912062,0,12.189097139058823,0,2888.959661591206,0]
["1988-04-12",1988,{"$f":"A836-DATE(YEAR(A836)-1,12,31)","v":103},{"$f":"VLOOKUP($A836,Rainfall!$D$3:$Q$10959,Hydrology!$D$1,FALSE)","v":0},{"$f":"MAX((D836-'Farm data entry'!$D$24)*'Farm data entry'!$D$23,0)*10*'Farm data entry'!$D$10","v":0},{"$f":"AND(C836>='Farm data entry'!$E$15,Hydrology!C836<='Farm data entry'!$E$16)","v":true},{"$f":"E836*F836","v":0},{"$f":"VLOOKUP($A836,ETo!$A$3:$N$10959,Hydrology!$D$1,FALSE)","v":2.5527375000000001},{"$f":"(H836*'Farm data entry'!$D$25)","v":1.78691625},{"$f":"kc(C836,Kc!$E$9:$H$9,Kc!$I$9:$K$9)","v":0.43235294117647061},{"$f":"(J836*I836)","v":0.77257849632352948},{"$f":"K836*10*'Farm data entry'!$E$22","v":15.45156992647059},{"$f":"(L836*'Farm data entry'!$D$14)","v":2.3177354889705883},17.769305415441178,{"$f":"MIN($N836,Q835+$G836)","v":17.769305415441178},{"$f":"MAX(Q835+$G836-$N836-P$1,0)","v":0},{"$f":"MIN(Q835-O836+$G836,P$1)","v":871.19035617576458},0,17.769305415441178,0,1871.1903561757651,0,17.769305415441178,0,2871.1903561757649,0]
["1988-04-13",{"$f":"YEAR(A837)","v":1988},104,{"$f":"VLOOKUP($A837,Rainfall!$D$3:$Q$10959,Hydrology!$D$1,FALSE)","v":0},{"$f":"MAX((D837-'Farm data entry'!$D$24)*'Farm data entry'!$D$23,0)*10*'Farm data entry'!$D$10","v":0},{"$f":"AND(C837>='Farm data entry'!$E$15,Hydrology!C837<='Farm data entry'!$E$16)","v":true},0,{"$f":"VLOOKUP($A837,ETo!$A$3:$N$10959,Hydrology!$D$1,FALSE)","v":2.4745905000000001},{"$f":"(H837*'Farm data entry'!$D$25)","v":1.7322133500000001},{"$f":"kc(C837,Kc!$E$9:$H$9,Kc!$I$9:$K$9)","v":0.43529411764705883},0.75402228176470598,{"$f":"K837*10*'Farm data entry'!$E$22","v":15.080445635294119},{"$f":"(L837*'Farm data entry'!$D$14)","v":2.2620668452941177},{"$f":"SUM(L837:M837)","v":17.342512480588237},17.342512480588237,0,853.84784369517638,{"$f":"$N837-O837","v":0},{"$f":"MIN($N837,U836+$G837)","v":17.342512480588237},{"$f":"MAX(U836+$G837-$N837-T$1,0)","v":0},{"$f":"MIN(U836-S837+$G837,T$1)","v":1853.8478436951768},{"$f":"$N837-S837","v":0},{"$f":"MIN($N837,Y836+$G837)","v":17.342512480588237},{"$f":"MAX(Y836+$G837-$N837-X$1,0)","v":0},{"$f":"MIN(Y836-W837+$G837,X$1)","v":2853.8478436951768},{"$f":"$N837-W837","v":0}]
["1988-04-14",1988,105,{"$f":"VLOOKUP($A838,Rainfall!$D$3:$Q$10959,Hydrology!$D$1,FALSE)","v":0},{"$f":"MAX((D838-'Farm data entry'!$D$24)*'Farm data entry'!$D$23,0)*10*'Farm data entry'!$D$10","v":0},{"$f":"AND(C838>='Farm data entry'!$E$15,Hydrology!C838<='Farm data entry'!$E$16)","v":true},0,{"$f":"VLOOKUP($A838,ETo!$A$3:$N$10959,Hydrology!$D$1,FALSE)","v":1.3716902},{"$f":"(H838*'Farm data entry'!$D$25)","v":0.96018313999999994},{"$f":"kc(C838,Kc!$E$9:$H$9,Kc!$I$9:$K$9)","v":0.43823529411764706},0.42078614076470583,{"$f":"K838*10*'Farm data entry'!$E$22","v":8.4157228152941173},{"$f":"(L838*'Farm data entry'!$D$14)","v":1.2623584222941175},9.6780812375882341,9.6780812375882341,0,844.16976245758815,0,9.6780812375882341,0,1844.1697624575886,0,9.6780812375882341,0,2844.1697624575886,0]
["1988-04-15",1988,106,{"$f":"VLOOKUP($A839,Rainfall!$D$3:$Q$10959,Hydrology!$D$1,FALSE)","v":5.5999995839999999},{"$f":"MAX((D839-'Farm data entry'!$D$24)*'Farm data entry'!$D$23,0)*10*'Farm data entry'!$D$10","v":68.399992095999991},{"$f":"AND(C839>='Farm data entry'!$E$15,Hydrology!C839<='Farm data entry'!$E$16)","v":true},68.399992095999991,{"$f":"VLOOKUP($A839,ETo!$A$3:$N$10959,Hydrology!$D$1,FALSE)","v":1.0889405999999999},{"$f":"(H839*'Farm data entry'!$D$25)","v":0.76225841999999988},{"$f":"kc(C839,Kc!$E$9:$H$9,Kc!$I$9:$K$9)","v":0.44117647058823528},0.33629047941176465,{"$f":"K839*10*'Farm data entry'!$E$22","v":6.7258095882352933},{"$f":"(L839*'Farm data entry'!$D$14)","v":1.0088714382352939},7.7346810264705876,7.7346810264705876,0,904.83507352711752,0,7.7346810264705876,0,1904.8350735271181,0,7.7346810264705876,0,2904.8350735271179,0]
["1988-04-16",1988,107,{"$f":"VLOOKUP($A840,Rainfall!$D$3:$Q$10959,Hydrology!$D$1,FALSE)","v":2.2999999680000003},{"$f":"MAX((D840-'Farm data entry'!$D$24)*'Farm data entry'!$D$23,0)*10*'Farm data entry'!$D$10","v":5.6999993920000049},{"$f":"AND(C840>='Farm data entry'!$E$15,Hydrology!C840<='Farm data entry'!$E$16)","v":true},5.6999993920000049,{"$f":"VLOOKUP($A840,ETo!$A$3:$N$10959,Hydrology!$D$1,FALSE)","v":0.60472939999999997},{"$f":"(H840*'Farm data entry'!$D$25)","v":0.42331057999999994},{"$f":"kc(C840,Kc!$E$9:$H$9,Kc!$I$9:$K$9)","v":0.44411764705882356},0.18799969876470587,{"$f":"K840*10*'Farm data entry'!$E$22","v":3.7599939752941176},{"$f":"(L840*'Farm data entry'!$D$14)","v":0.5639990962941176},4.3239930715882355,4.3239930715882355,0,906.21107984752928,0,4.3239930715882355,0,1906.2110798475298,0,4.3239930715882355,0,2906.2110798475296,0]
["1988-04-17",1988,108,{"$f":"VLOOKUP($A841,Rainfall!$D$3:$Q$10959,Hydrology!$D$1,FALSE)","v":0},{"$f":"MAX((D841-'Farm data entry'!$D$24)*'Farm data entry'!$D$23,0)*10*'Farm data entry'!$D$10","v":0},{"$f":"AND(C841>='Farm data entry'!$E$15,Hydrology!C841<='Farm data entry'!$E$16)","v":true},0,{"$f":"VLOOKUP($A841,ETo!$A$3:$N$10959,Hydrology!$D$1,FALSE)","v":1.8489945999999999},{"$f":"(H841*'Farm data entry'!$D$25)","v":1.2942962199999999},{"$f":"kc(C841,Kc!$E$9:$H$9,Kc!$I$9:$K$9)","v":0.44705882352941179},0.57862654541176473,{"$f":"K841*10*'Farm data entry'!$E$22","v":11.572530908235294},{"$f":"(L841*'Farm data entry'!$D$14)","v":1.735879636235294},13.308410544470588,13.308410544470588,0,892.9026693030587,0,13.308410544470588,0,1892.9026693030592,0,13.308410544470588,0,2892.9026693030592,0]
["1988-04-18",1988,109,{"$f":"VLOOKUP($A842,Rainfall!$D$3:$Q$10959,Hydrology!$D$1,FALSE)","v":8.5000000320000009},{"$f":"MAX((D842-'Farm data entry'!$D$24)*'Farm data entry'!$D$23,0)*10*'Farm data entry'!$D$10","v":123.50000060800001},{"$f":"AND(C842>='Farm data entry'!$E$15,Hydrology!C842<='Farm data entry'!$E$16)","v":true},123.50000060800001,{"$f":"VLOOKUP($A842,ETo!$A$3:$N$10959,Hydrology!$D$1,FALSE)","v":1.6360714000000001},{"$f":"(H842*'Farm data entry'!$D$25)","v":1.14524998},{"$f":"kc(C842,Kc!$E$9:$H$9,Kc!$I$9:$K$9)","v":0.45},0.51536249099999998,{"$f":"K842*10*'Farm data entry'!$E$22","v":10.307249819999999},{"$f":"(L842*'Farm data entry'!$D$14)","v":1.5460874729999998},11.853337292999999,11.853337292999999,4.5493326180587701,1000,0,11.853337292999999,4.5493326180589975,2000,0,11.853337292999999,4.5493326180589975,3000,0]
["1988-04-19",1988,110,{"$f":"VLOOKUP($A843,Rainfall!$D$3:$Q$10959,Hydrology!$D$1,FALSE)","v":4.5000001439999995},{"$f":"MAX((D843-'Farm data entry'!$D$24)*'Farm data entry'!$D$23,0)*10*'Farm data entry'!$D$10","v":47.500002735999985},{"$f":"AND(C843>='Farm data entry'!$E$15,Hydrology!C843<='Farm data entry'!$E$16)","v":true},47.500002735999985,{"$f":"VLOOKUP($A843,ETo!$A$3:$N$10959,Hydrology!$D$1,FALSE)","v":1.0165522},{"$f":"(H843*'Farm data entry'!$D$25)","v":0.71158653999999999},{"$f":"kc(C843,Kc!$E$9:$H$9,Kc!$I$9:$K$9)","v":0.45294117647058824},0.32230684458823528,{"$f":"K843*10*'Farm data entry'!$E$22","v":6.4461368917647057},{"$f":"(L843*'Farm data entry'!$D$14)","v":0.96692053376470577},7.413057425529411,7.413057425529411,40.086945310470583,1000,0,7.413057425529411,40.086945310470583,2000,0,7.413057425529411,40.086945310470583,3000,0]
["1988-04-20",1988,111,{"$f":"VLOOKUP($A844,Rainfall!$D$3:$Q$10959,Hydrology!$D$1,FALSE)","v":0},{"$f":"MAX((D844-'Farm data entry'!$D$24)*'Farm data entry'!$D$23,0)*10*'Farm data entry'!$D$10","v":0},{"$f":"AND(C844>='Farm data entry'!$E$15,Hydrology!C844<='Farm data entry'!$E$16)","v":true},0,{"$f":"VLOOKUP($A844,ETo!$A$3:$N$10959,Hydrology!$D$1,FALSE)","v":2.5499152999999999},{"$f":"(H844*'Farm data entry'!$D$25)","v":1.7849407099999999},{"$f":"kc(C844,Kc!$E$9:$H$9,Kc!$I$9:$K$9)","v":0.45588235294117646},0.81372297073529409,{"$f":"K844*10*'Farm data entry'!$E$22","v":16.274459414705881},{"$f":"(L844*'Farm data entry'!$D$14)","v":2.4411689122058822},18.715628326911762,18.715628326911762,0,981.28437167308823,0,18.715628326911762,0,1981.2843716730883,0,18.715628326911762,0,2981.2843716730881,0]
["1988-04-21",1988,112,{"$f":"VLOOKUP($A845,Rainfall!$D$3:$Q$10959,Hydrology!$D$1,FALSE)","v":9.9999999360000008E-2},{"$f":"MAX((D845-'Farm data entry'!$D$24)*'Farm data entry'!$D$23,0)*10*'Farm data entry'!$D$10","v":0},{"$f":"AND(C845>='Farm data entry'!$E$15,Hydrology!C845<='Farm data entry'!$E$16)","v":true},0,{"$f":"VLOOKUP($A845,ETo!$A$3:$N$10959,Hydrology!$D$1,FALSE)","v":1.4836324000000001},{"$f":"(H845*'Farm data entry'!$D$25)","v":1.0385426799999999},{"$f":"kc(C845,Kc!$E$9:$H$9,Kc!$I$9:$K$9)","v":0.45882352941176474},0.47650781788235297,{"$f":"K845*10*'Farm data entry'!$E$22","v":9.5301563576470585},{"$f":"(L845*'Farm data entry'!$D$14)","v":1.4295234536470587},10.959679811294118,10.959679811294118,0,970.32469186179412,0,10.959679811294118,0,1970.3246918617942,0,10.959679811294118,0,2970.3246918617938,0]
["1988-04-22",1988,113,{"$f":"VLOOKUP($A846,Rainfall!$D$3:$Q$10959,Hydrology!$D$1,FALSE)","v":0},{"$f":"MAX((D846-'Farm data entry'!$D$24)*'Farm data entry'!$D$23,0)*10*'Farm data entry'!$D$10","v":0},{"$f":"AND(C846>='Farm data entry'!$E$15,Hydrology!C846<='Farm data entry'!$E$16)","v":true},0,{"$f":"VLOOKUP($A846,ETo!$A$3:$N$10959,Hydrology!$D$1,FALSE)","v":0.64993434999999999},{"$f":"(H846*'Farm data entry'!$D$25)","v":0.45495404499999997},{"$f":"kc(C846,Kc!$E$9:$H$9,Kc!$I$9:$K$9)","v":0.46176470588235297},0.21008172077941176,{"$f":"K846*10*'Farm data entry'!$E$22","v":4.2016344155882352},{"$f":"(L846*'Farm data entry'!$D$14)","v":0.63024516233823524},4.83187957792647,4.83187957792647,0,965.49281228386769,0,4.83187957792647,0,1965.4928122838678,0,4.83187957792647,0,2965.4928122838674,0]
["1988-04-23",1988,114,{"$f":"VLOOKUP($A847,Rainfall!$D$3:$Q$10959,Hydrology!$D$1,FALSE)","v":0},{"$f":"MAX((D847-'Farm data entry'!$D$24)*'Farm data entry'!$D$23,0)*10*'Farm data entry'!$D$10","v":0},{"$f":"AND(C847>='Farm data entry'!$E$15,Hydrology!C847<='Farm data entry'!$E$16)","v":true},0,{"$f":"VLOOKUP($A847,ETo!$A$3:$N$10959,Hydrology!$D$1,FALSE)","v":2.6263049000000001},{"$f":"(H847*'Farm data entry'!$D$25)","v":1.8384134299999999},{"$f":"kc(C847,Kc!$E$9:$H$9,Kc!$I$9:$K$9)","v":0.46470588235294119},0.85432153511764708,{"$f":"K847*10*'Farm data entry'!$E$22","v":17.086430702352942},{"$f":"(L847*'Farm data entry'!$D$14)","v":2.5629646053529411},19.649395307705884,19.649395307705884,0,945.84341697616185,0,19.649395307705884,0,1945.843416976162,0,19.649395307705884,0,2945.8434169761613,0]
["1988-04-24",1988,115,{"$f":"VLOOKUP($A848,Rainfall!$D$3:$Q$10959,Hydrology!$D$1,FALSE)","v":0},{"$f":"MAX((D848-'Farm data entry'!$D$24)*'Farm data entry'!$D$23,0)*10*'Farm data entry'!$D$10","v":0},{"$f":"AND(C848>='Farm data entry'!$E$15,Hydrology!C848<='Farm data entry'!$E$16)","v":true},0,{"$f":"VLOOKUP($A848,ETo!$A$3:$N$10959,Hydrology!$D$1,FALSE)","v":2.7517643000000001},{"$f":"(H848*'Farm data entry'!$D$25)","v":1.9262350099999999},{"$f":"kc(C848,Kc!$E$9:$H$9,Kc!$I$9:$K$9)","v":0.46764705882352942},0.90079813702941169,{"$f":"K848*10*'Farm data entry'!$E$22","v":18.015962740588233},{"$f":"(L848*'Farm data entry'!$D$14)","v":2.702394411088235},20.718357151676468,20.718357151676468,0,925.12505982448533,0,20.718357151676468,0,1925.1250598244856,0,20.718357151676468,0,2925.1250598244847,0]
["1988-04-25",1988,116,{"$f":"VLOOKUP($A849,Rainfall!$D$3:$Q$10959,Hydrology!$D$1,FALSE)","v":0},{"$f":"MAX((D849-'Farm data entry'!$D$24)*'Farm data entry'!$D$23,0)*10*'Farm data entry'!$D$10","v":0},{"$f":"AND(C849>='Farm data entry'!$E$15,Hydrology!C849<='Farm data entry'!$E$16)","v":true},0,{"$f":"VLOOKUP($A849,ETo!$A$3:$N$10959,Hydrology!$D$1,FALSE)","v":2.2961125},{"$f":"(H849*'Farm data entry'!$D$25)","v":1.6072787499999999},{"$f":"kc(C849,Kc!$E$9:$H$9,Kc!$I$9:$K$9)","v":0.47058823529411764},0.75636647058823525,{"$f":"K849*10*'Farm data entry'!$E$22","v":15.127329411764705},{"$f":"(L849*'Farm data entry'!$D$14)","v":2.2690994117647056},17.396428823529412,17.396428823529412,0,907.72863100095594,0,17.396428823529412,0,1907.7286310009561,0,17.396428823529412,0,2907.7286310009554,0]
["1988-04-26",1988,117,{"$f":"VLOOKUP($A850,Rainfall!$D$3:$Q$10959,Hydrology!$D$1,FALSE)","v":9.9999999360000008E-2},{"$f":"MAX((D850-'Farm data entry'!$D$24)*'Farm data entry'!$D$23,0)*10*'Farm data entry'!$D$10","v":0},{"$f":"AND(C850>='Farm data entry'!$E$15,Hydrology!C850<='Farm data entry'!$E$16)","v":true},0,{"$f":"VLOOKUP($A850,ETo!$A$3:$N$10959,Hydrology!$D$1,FALSE)","v":2.0502739999999999},{"$f":"(H850*'Farm data entry'!$D$25)","v":1.4351917999999999},{"$f":"kc(C850,Kc!$E$9:$H$9,Kc!$I$9:$K$9)","v":0.47352941176470592},0.67960552882352943,{"$f":"K850*10*'Farm data entry'!$E$22","v":13.592110576470589},{"$f":"(L850*'Farm data entry'!$D$14)","v":2.0388165864705883},15.630927162941177,15.630927162941177,0,892.09770383801481,0,15.630927162941177,0,1892.0977038380149,0,15.630927162941177,0,2892.0977038380142,0]
["1988-04-27",1988,118,{"$f":"VLOOKUP($A851,Rainfall!$D$3:$Q$10959,Hydrology!$D$1,FALSE)","v":2.499999984},{"$f":"MAX((D851-'Farm data entry'!$D$24)*'Farm data entry'!$D$23,0)*10*'Farm data entry'!$D$10","v":9.4999996959999997},{"$f":"AND(C851>='Farm data entry'!$E$15,Hydrology!C851<='Farm data entry'!$E$16)","v":true},9.4999996959999997,{"$f":"VLOOKUP($A851,ETo!$A$3:$N$10959,Hydrology!$D$1,FALSE)","v":1.1485656},{"$f":"(H851*'Farm data entry'!$D$25)","v":0.80399591999999998},{"$f":"kc(C851,Kc!$E$9:$H$9,Kc!$I$9:$K$9)","v":0.47647058823529415},0.38308040894117651,{"$f":"K851*10*'Farm data entry'!$E$22","v":7.6616081788235304},{"$f":"(L851*'Farm data entry'!$D$14)","v":1.1492412268235295},8.8108494056470601,8.8108494056470601,0,892.78685412836774,0,8.8108494056470601,0,1892.7868541283678,0,8.8108494056470601,0,2892.7868541283674,0]
["1988-04-28",1988,119,{"$f":"VLOOKUP($A852,Rainfall!$D$3:$Q$10959,Hydrology!$D$1,FALSE)","v":9.9999999360000008E-2},{"$f":"MAX((D852-'Farm data entry'!$D$24)*'Farm data entry'!$D$23,0)*10*'Farm data entry'!$D$10","v":0},{"$f":"AND(C852>='Farm data entry'!$E$15,Hydrology!C852<='Farm data entry'!$E$16)","v":true},0,{"$f":"VLOOKUP($A852,ETo!$A$3:$N$10959,Hydrology!$D$1,FALSE)","v":1.4442204999999999},{"$f":"(H852*'Farm data entry'!$D$25)","v":1.0109543499999998},{"$f":"kc(C852,Kc!$E$9:$H$9,Kc!$I$9:$K$9)","v":0.47941176470588237},0.48466340897058813,{"$f":"K852*10*'Farm data entry'!$E$22","v":9.6932681794117634},{"$f":"(L852*'Farm data entry'!$D$14)","v":1.4539902269117644},11.147258406323528,11.147258406323528,0,881.63959572204419,0,11.147258406323528,0,1881.6395957220443,0,11.147258406323528,0,2881.6395957220439,0]
["1988-04-29",1988,120,{"$f":"VLOOKUP($A853,Rainfall!$D$3:$Q$10959,Hydrology!$D$1,FALSE)","v":9.9999999360000008E-2},{"$f":"MAX((D853-'Farm data entry'!$D$24)*'Farm data entry'!$D$23,0)*10*'Farm data entry'!$D$10","v":0},{"$f":"AND(C853>='Farm data entry'!$E$15,Hydrology!C853<='Farm data entry'!$E$16)","v":true},0,{"$f":"VLOOKUP($A853,ETo!$A$3:$N$10959,Hydrology!$D$1,FALSE)","v":1.0916713},{"$f":"(H853*'Farm data entry'!$D$25)","v":0.76416991000000001},{"$f":"kc(C853,Kc!$E$9:$H$9,Kc!$I$9:$K$9)","v":0.4823529411764706},0.36859960364705885,{"$f":"K853*10*'Farm data entry'!$E$22","v":7.3719920729411772},{"$f":"(L853*'Farm data entry'!$D$14)","v":1.1057988109411765},8.4777908838823528,8.4777908838823528,0,873.16180483816186,0,8.4777908838823528,0,1873.161804838162,0,8.4777908838823528,0,2873.1618048381615,0]
["1988-04-30",1988,121,{"$f":"VLOOKUP($A854,Rainfall!$D$3:$Q$10959,Hydrology!$D$1,FALSE)","v":3.0000000672000002},{"$f":"MAX((D854-'Farm data entry'!$D$24)*'Farm data entry'!$D$23,0)*10*'Farm data entry'!$D$10","v":19.000001276800003},{"$f":"AND(C854>='Farm data entry'!$E$15,Hydrology!C854<='Farm data entry'!$E$16)","v":true},19.000001276800003,{"$f":"VLOOKUP($A854,ETo!$A$3:$N$10959,Hydrology!$D$1,FALSE)","v":1.6383493},{"$f":"(H854*'Farm data entry'!$D$25)","v":1.14684451},{"$f":"kc(C854,Kc!$E$9:$H$9,Kc!$I$9:$K$9)","v":0.48529411764705882},0.55655689455882351,{"$f":"K854*10*'Farm data entry'!$E$22","v":11.13113789117647},{"$f":"(L854*'Farm data entry'!$D$14)","v":1.6696706836764705},12.80080857485294,12.80080857485294,0,879.360997540109,0,12.80080857485294,0,1879.3609975401091,0,12.80080857485294,0,2879.3609975401087,0]
["1988-05-01",1988,122,{"$f":"VLOOKUP($A855,Rainfall!$D$3:$Q$10959,Hydrology!$D$1,FALSE)","v":0.90000002879999996},{"$f":"MAX((D855-'Farm data entry'!$D$24)*'Farm data entry'!$D$23,0)*10*'Farm data entry'!$D$10","v":0},{"$f":"AND(C855>='Farm data entry'!$E$15,Hydrology!C855<='Farm data entry'!$E$16)","v":true},0,{"$f":"VLOOKUP($A855,ETo!$A$3:$N$10959,Hydrology!$D$1,FALSE)","v":1.8842038000000001},{"$f":"(H855*'Farm data entry'!$D$25)","v":1.31894266},{"$f":"kc(C855,Kc!$E$9:$H$9,Kc!$I$9:$K$9)","v":0.4882352941176471},0.64395435752941188,{"$f":"K855*10*'Farm data entry'!$E$22","v":12.879087150588237},{"$f":"(L855*'Farm data entry'!$D$14)","v":1.9318630725882355},14.810950223176473,14.810950223176473,0,864.55004731693248,0,14.810950223176473,0,1864.5500473169327,0,14.810950223176473,0,2864.5500473169323,0]
["1988-05-02",1988,123,{"$f":"VLOOKUP($A856,Rainfall!$D$3:$Q$10959,Hydrology!$D$1,FALSE)","v":0.70000001280000002},{"$f":"MAX((D856-'Farm data entry'!$D$24)*'Farm data entry'!$D$23,0)*10*'Farm data entry'!$D$10","v":0},{"$f":"AND(C856>='Farm data entry'!$E$15,Hydrology!C856<='Farm data entry'!$E$16)","v":true},0,{"$f":"VLOOKUP($A856,ETo!$A$3:$N$10959,Hydrology!$D$1,FALSE)","v":2.494424},{"$f":"(H856*'Farm data entry'!$D$25)","v":1.7460967999999999},{"$f":"kc(C856,Kc!$E$9:$H$9,Kc!$I$9:$K$9)","v":0.49117647058823533},0.85764166352941174,{"$f":"K856*10*'Farm data entry'!$E$22","v":17.152833270588236},{"$f":"(L856*'Farm data entry'!$D$14)","v":2.5729249905882354},19.72575826117647,19.72575826117647,0,844.82428905575603,0,19.72575826117647,0,1844.8242890557563,0,19.72575826117647,0,2844.8242890557558,0]
["1988-05-03",1988,124,{"$f":"VLOOKUP($A857,Rainfall!$D$3:$Q$10959,Hydrology!$D$1,FALSE)","v":4.4000000064},{"$f":"MAX((D857-'Farm data entry'!$D$24)*'Farm data entry'!$D$23,0)*10*'Farm data entry'!$D$10","v":45.600000121599997},{"$f":"AND(C857>='Farm data entry'!$E$15,Hydrology!C857<='Farm data entry'!$E$16)","v":true},45.600000121599997,{"$f":"VLOOKUP($A857,ETo!$A$3:$N$10959,Hydrology!$D$1,FALSE)","v":1.6827946},{"$f":"(H857*'Farm data entry'!$D$25)","v":1.17795622},{"$f":"kc(C857,Kc!$E$9:$H$9,Kc!$I$9:$K$9)","v":0.49411764705882355},0.58204895576470594,{"$f":"K857*10*'Farm data entry'!$E$22","v":11.640979115294119},{"$f":"(L857*'Farm data entry'!$D$14)","v":1.7461468672941178},13.387125982588238,13.387125982588238,0,877.0371631947678,0,13.387125982588238,0,1877.037163194768,0,13.387125982588238,0,2877.0371631947673,0]
["1988-05-04",1988,125,{"$f":"VLOOKUP($A858,Rainfall!$D$3:$Q$10959,Hydrology!$D$1,FALSE)","v":1.1000000448},{"$f":"MAX((D858-'Farm data entry'!$D$24)*'Farm data entry'!$D$23,0)*10*'Farm data entry'!$D$10","v":0},{"$f":"AND(C858>='Farm data entry'!$E$15,Hydrology!C858<='Farm data entry'!$E$16)","v":true},0,{"$f":"VLOOKUP($A858,ETo!$A$3:$N$10959,Hydrology!$D$1,FALSE)","v":1.8248683999999999},{"$f":"(H858*'Farm data entry'!$D$25)","v":1.2774078799999999},{"$f":"kc(C858,Kc!$E$9:$H$9,Kc!$I$9:$K$9)","v":0.49705882352941178},0.63494685799999995,{"$f":"K858*10*'Farm data entry'!$E$22","v":12.69893716},{"$f":"(L858*'Farm data entry'!$D$14)","v":1.9048405739999998},14.603777733999999,14.603777733999999,0,862.43338546076779,0,14.603777733999999,0,1862.433385460768,0,14.603777733999999,0,2862.4333854607676,0]
["1988-05-05",1988,126,{"$f":"VLOOKUP($A859,Rainfall!$D$3:$Q$10959,Hydrology!$D$1,FALSE)","v":0},{"$f":"MAX((D859-'Farm data entry'!$D$24)*'Farm data entry'!$D$23,0)*10*'Farm data entry'!$D$10","v":0},{"$f":"AND(C859>='Farm data entry'!$E$15,Hydrology!C859<='Farm data entry'!$E$16)","v":true},0,{"$f":"VLOOKUP($A859,ETo!$A$3:$N$10959,Hydrology!$D$1,FALSE)","v":2.3480080000000001},{"$f":"(H859*'Farm data entry'!$D$25)","v":1.6436055999999999},{"$f":"kc(C859,Kc!$E$9:$H$9,Kc!$I$9:$K$9)","v":0.5},0.82180279999999994,{"$f":"K859*10*'Farm data entry'!$E$22","v":16.436056000000001},{"$f":"(L859*'Farm data entry'!$D$14)","v":2.4654083999999998},18.901464400000002,18.901464400000002,0,843.53192106076779,0,18.901464400000002,0,1843.5319210607681,0,18.901464400000002,0,2843.5319210607677,0]
["1988-05-06",1988,127,{"$f":"VLOOKUP($A860,Rainfall!$D$3:$Q$10959,Hydrology!$D$1,FALSE)","v":0},{"$f":"MAX((D860-'Farm data entry'!$D$24)*'Farm data entry'!$D$23,0)*10*'Farm data entry'!$D$10","v":0},{"$f":"AND(C860>='Farm data entry'!$E$15,Hydrology!C860<='Farm data entry'!$E$16)","v":true},0,{"$f":"VLOOKUP($A860,ETo!$A$3:$N$10959,Hydrology!$D$1,FALSE)","v":2.9818047999999999},{"$f":"(H860*'Farm data entry'!$D$25)","v":2.0872633599999997},{"$f":"kc(C860,Kc!$E$9:$H$9,Kc!$I$9:$K$9)","v":0.50294117647058822},1.0497706898823527,{"$f":"K860*10*'Farm data entry'!$E$22","v":20.995413797647053},{"$f":"(L860*'Farm data entry'!$D$14)","v":3.149312069647058},24.144725867294113,24.144725867294113,0,819.38719519347364,0,24.144725867294113,0,1819.3871951934741,0,24.144725867294113,0,2819.3871951934734,0]
["1988-05-07",1988,128,{"$f":"VLOOKUP($A861,Rainfall!$D$3:$Q$10959,Hydrology!$D$1,FALSE)","v":6.9000003359999997},{"$f":"MAX((D861-'Farm data entry'!$D$24)*'Farm data entry'!$D$23,0)*10*'Farm data entry'!$D$10","v":93.100006383999983},{"$f":"AND(C861>='Farm data entry'!$E$15,Hydrology!C861<='Farm data entry'!$E$16)","v":true},93.100006383999983,{"$f":"VLOOKUP($A861,ETo!$A$3:$N$10959,Hydrology!$D$1,FALSE)","v":3.246705},{"$f":"(H861*'Farm data entry'!$D$25)","v":2.2726934999999999},{"$f":"kc(C861,Kc!$E$9:$H$9,Kc!$I$9:$K$9)","v":0.50588235294117645},1.1497155352941175,{"$f":"K861*10*'Farm data entry'!$E$22","v":22.994310705882349},{"$f":"(L861*'Farm data entry'!$D$14)","v":3.4491466058823521},26.4434573117647,26.4434573117647,0,886.04374426570894,0,26.4434573117647,0,1886.0437442657094,0,26.4434573117647,0,2886.0437442657089,0]
["1988-05-08",1988,129,{"$f":"VLOOKUP($A862,Rainfall!$D$3:$Q$10959,Hydrology!$D$1,FALSE)","v":9.9999999360000008E-2},{"$f":"MAX((D862-'Farm data entry'!$D$24)*'Farm data entry'!$D$23,0)*10*'Farm data entry'!$D$10","v":0},{"$f":"AND(C862>='Farm data entry'!$E$15,Hydrology!C862<='Farm data entry'!$E$16)","v":true},0,{"$f":"VLOOKUP($A862,ETo!$A$3:$N$10959,Hydrology!$D$1,FALSE)","v":1.8030299999999999},{"$f":"(H862*'Farm data entry'!$D$25)","v":1.2621209999999998},{"$f":"kc(C862,Kc!$E$9:$H$9,Kc!$I$9:$K$9)","v":0.50882352941176467},0.64219686176470581,{"$f":"K862*10*'Farm data entry'!$E$22","v":12.843937235294117},{"$f":"(L862*'Farm data entry'!$D$14)","v":1.9265905852941174},14.770527820588235,14.770527820588235,0,871.27321644512074,0,14.770527820588235,0,1871.2732164451211,0,14.770527820588235,0,2871.2732164451209,0]
["1988-05-09",1988,130,{"$f":"VLOOKUP($A863,Rainfall!$D$3:$Q$10959,Hydrology!$D$1,FALSE)","v":0},{"$f":"MAX((D863-'Farm data entry'!$D$24)*'Farm data entry'!$D$23,0)*10*'Farm data entry'!$D$10","v":0},{"$f":"AND(C863>='Farm data entry'!$E$15,Hydrology!C863<='Farm data entry'!$E$16)","v":true},0,{"$f":"VLOOKUP($A863,ETo!$A$3:$N$10959,Hydrology!$D$1,FALSE)","v":0.60908320000000005},{"$f":"(H863*'Farm data entry'!$D$25)","v":0.42635824},{"$f":"kc(C863,Kc!$E$9:$H$9,Kc!$I$9:$K$9)","v":0.5117647058823529},0.21819509929411762,{"$f":"K863*10*'Farm data entry'!$E$22","v":4.363901985882352},{"$f":"(L863*'Farm data entry'!$D$14)","v":0.65458529788235276},5.0184872837647045,5.0184872837647045,0,866.25472916135607,0,5.0184872837647045,0,1866.2547291613564,0,5.0184872837647045,0,2866.254729161356,0]
["1988-05-10",1988,131,{"$f":"VLOOKUP($A864,Rainfall!$D$3:$Q$10959,Hydrology!$D$1,FALSE)","v":0},{"$f":"MAX((D864-'Farm data entry'!$D$24)*'Farm data entry'!$D$23,0)*10*'Farm data entry'!$D$10","v":0},{"$f":"AND(C864>='Farm data entry'!$E$15,Hydrology!C864<='Farm data entry'!$E$16)","v":true},0,{"$f":"VLOOKUP($A864,ETo!$A$3:$N$10959,Hydrology!$D$1,FALSE)","v":2.0238192000000002},{"$f":"(H864*'Farm data entry'!$D$25)","v":1.4166734400000001},{"$f":"kc(C864,Kc!$E$9:$H$9,Kc!$I$9:$K$9)","v":0.51470588235294112},0.72917015294117637,{"$f":"K864*10*'Farm data entry'!$E$22","v":14.583403058823528},{"$f":"(L864*'Farm data entry'!$D$14)","v":2.187510458823529},16.770913517647056,16.770913517647056,0,849.48381564370902,0,16.770913517647056,0,1849.4838156437092,0,16.770913517647056,0,2849.483815643709,0]
["1988-05-11",1988,132,{"$f":"VLOOKUP($A865,Rainfall!$D$3:$Q$10959,Hydrology!$D$1,FALSE)","v":3.9999999744000001},{"$f":"MAX((D865-'Farm data entry'!$D$24)*'Farm data entry'!$D$23,0)*10*'Farm data entry'!$D$10","v":37.999999513600002},{"$f":"AND(C865>='Farm data entry'!$E$15,Hydrology!C865<='Farm data entry'!$E$16)","v":true},37.999999513600002,{"$f":"VLOOKUP($A865,ETo!$A$3:$N$10959,Hydrology!$D$1,FALSE)","v":1.7219992},{"$f":"(H865*'Farm data entry'!$D$25)","v":1.2053994399999999},{"$f":"kc(C865,Kc!$E$9:$H$9,Kc!$I$9:$K$9)","v":0.51764705882352935},0.62397147482352933,{"$f":"K865*10*'Farm data entry'!$E$22","v":12.479429496470587},{"$f":"(L865*'Farm data entry'!$D$14)","v":1.8719144244705879},14.351343920941176,14.351343920941176,0,873.13247123636779,0,14.351343920941176,0,1873.132471236368,0,14.351343920941176,0,2873.132471236368,0]
["1988-05-12",1988,133,{"$f":"VLOOKUP($A866,Rainfall!$D$3:$Q$10959,Hydrology!$D$1,FALSE)","v":9.9999999360000008E-2},{"$f":"MAX((D866-'Farm data entry'!$D$24)*'Farm data entry'!$D$23,0)*10*'Farm data entry'!$D$10","v":0},{"$f":"AND(C866>='Farm data entry'!$E$15,Hydrology!C866<='Farm data entry'!$E$16)","v":true},0,{"$f":"VLOOKUP($A866,ETo!$A$3:$N$10959,Hydrology!$D$1,FALSE)","v":1.9984014000000001},{"$f":"(H866*'Farm data entry'!$D$25)","v":1.3988809799999999},{"$f":"kc(C866,Kc!$E$9:$H$9,Kc!$I$9:$K$9)","v":0.52058823529411768},0.72824098076470589,{"$f":"K866*10*'Farm data entry'!$E$22","v":14.564819615294118},{"$f":"(L866*'Farm data entry'!$D$14)","v":2.1847229422941177},16.749542557588235,16.749542557588235,0,856.38292867877954,0,16.749542557588235,0,1856.3829286787798,0,16.749542557588235,0,2856.38292867878,0]
["1988-05-13",1988,134,{"$f":"VLOOKUP($A867,Rainfall!$D$3:$Q$10959,Hydrology!$D$1,FALSE)","v":0},{"$f":"MAX((D867-'Farm data entry'!$D$24)*'Farm data entry'!$D$23,0)*10*'Farm data entry'!$D$10","v":0},{"$f":"AND(C867>='Farm data entry'!$E$15,Hydrology!C867<='Farm data entry'!$E$16)","v":true},0,{"$f":"VLOOKUP($A867,ETo!$A$3:$N$10959,Hydrology!$D$1,FALSE)","v":2.3225189999999998},{"$f":"(H867*'Farm data entry'!$D$25)","v":1.6257632999999998},{"$f":"kc(C867,Kc!$E$9:$H$9,Kc!$I$9:$K$9)","v":0.52352941176470591},0.85113490411764703,{"$f":"K867*10*'Farm data entry'!$E$22","v":17.022698082352939},{"$f":"(L867*'Farm data entry'!$D$14)","v":2.5534047123529406},19.576102794705879,19.576102794705879,0,836.80682588407365,0,19.576102794705879,0,1836.806825884074,0,19.576102794705879,0,2836.806825884074,0]
["1988-05-14",1988,135,{"$f":"VLOOKUP($A868,Rainfall!$D$3:$Q$10959,Hydrology!$D$1,FALSE)","v":0},{"$f":"MAX((D868-'Farm data entry'!$D$24)*'Farm data entry'!$D$23,0)*10*'Farm data entry'!$D$10","v":0},{"$f":"AND(C868>='Farm data entry'!$E$15,Hydrology!C868<='Farm data entry'!$E$16)","v":true},0,{"$f":"VLOOKUP($A868,ETo!$A$3:$N$10959,Hydrology!$D$1,FALSE)","v":3.7432474999999998},{"$f":"(H868*'Farm data entry'!$D$25)","v":2.6202732499999999},{"$f":"kc(C868,Kc!$E$9:$H$9,Kc!$I$9:$K$9)","v":0.52647058823529413},1.3794967992647058,{"$f":"K868*10*'Farm data entry'!$E$22","v":27.589935985294115},{"$f":"(L868*'Farm data entry'!$D$14)","v":4.1384903977941168},31.728426383088234,31.728426383088234,0,805.07839950098537,0,31.728426383088234,0,1805.0783995009858,0,31.728426383088234,0,2805.0783995009856,0]
["1988-05-15",1988,136,{"$f":"VLOOKUP($A869,Rainfall!$D$3:$Q$10959,Hydrology!$D$1,FALSE)","v":0},{"$f":"MAX((D869-'Farm data entry'!$D$24)*'Farm data entry'!$D$23,0)*10*'Farm data entry'!$D$10","v":0},{"$f":"AND(C869>='Farm data entry'!$E$15,Hydrology!C869<='Farm data entry'!$E$16)","v":true},0,{"$f":"VLOOKUP($A869,ETo!$A$3:$N$10959,Hydrology!$D$1,FALSE)","v":3.5127408999999998},{"$f":"(H869*'Farm data entry'!$D$25)","v":2.4589186299999999},{"$f":"kc(C869,Kc!$E$9:$H$9,Kc!$I$9:$K$9)","v":0.52941176470588236},1.3017804511764706,{"$f":"K869*10*'Farm data entry'!$E$22","v":26.03560902352941},{"$f":"(L869*'Farm data entry'!$D$14)","v":3.9053413535294115},29.940950377058822,29.940950377058822,0,775.13744912392656,0,29.940950377058822,0,1775.1374491239269,0,29.940950377058822,0,2775.1374491239267,0]
["1988-05-16",1988,137,{"$f":"VLOOKUP($A870,Rainfall!$D$3:$Q$10959,Hydrology!$D$1,FALSE)","v":0},{"$f":"MAX((D870-'Farm data entry'!$D$24)*'Farm data entry'!$D$23,0)*10*'Farm data entry'!$D$10","v":0},{"$f":"AND(C870>='Farm data entry'!$E$15,Hydrology!C870<='Farm data entry'!$E$16)","v":true},0,{"$f":"VLOOKUP($A870,ETo!$A$3:$N$10959,Hydrology!$D$1,FALSE)","v":3.2862290000000001},{"$f":"(H870*'Farm data entry'!$D$25)","v":2.3003602999999999},{"$f":"kc(C870,Kc!$E$9:$H$9,Kc!$I$9:$K$9)","v":0.53235294117647058},1.2246035714705881,{"$f":"K870*10*'Farm data entry'!$E$22","v":24.492071429411762},{"$f":"(L870*'Farm data entry'!$D$14)","v":3.673810714411764},28.165882143823527,28.165882143823527,0,746.97156698010303,0,28.165882143823527,0,1746.9715669801033,0,28.165882143823527,0,2746.971566980103,0]
["1988-05-17",1988,138,{"$f":"VLOOKUP($A871,Rainfall!$D$3:$Q$10959,Hydrology!$D$1,FALSE)","v":0.99999999360000003},{"$f":"MAX((D871-'Farm data entry'!$D$24)*'Farm data entry'!$D$23,0)*10*'Farm data entry'!$D$10","v":0},{"$f":"AND(C871>='Farm data entry'!$E$15,Hydrology!C871<='Farm data entry'!$E$16)","v":true},0,{"$f":"VLOOKUP($A871,ETo!$A$3:$N$10959,Hydrology!$D$1,FALSE)","v":3.4427867000000001},{"$f":"(H871*'Farm data entry'!$D$25)","v":2.4099506900000001},{"$f":"kc(C871,Kc!$E$9:$H$9,Kc!$I$9:$K$9)","v":0.53529411764705881},1.2900324281764706,{"$f":"K871*10*'Farm data entry'!$E$22","v":25.80064856352941},{"$f":"(L871*'Farm data entry'!$D$14)","v":3.8700972845294115},29.670745848058822,29.670745848058822,0,717.30082113204423,0,29.670745848058822,0,1717.3008211320443,0,29.670745848058822,0,2717.3008211320443,0]
["1988-05-18",1988,139,{"$f":"VLOOKUP($A872,Rainfall!$D$3:$Q$10959,Hydrology!$D$1,FALSE)","v":0.99999999360000003},{"$f":"MAX((D872-'Farm data entry'!$D$24)*'Farm data entry'!$D$23,0)*10*'Farm data entry'!$D$10","v":0},{"$f":"AND(C872>='Farm data entry'!$E$15,Hydrology!C872<='Farm data entry'!$E$16)","v":true},0,{"$f":"VLOOKUP($A872,ETo!$A$3:$N$10959,Hydrology!$D$1,FALSE)","v":1.4926112},{"$f":"(H872*'Farm data entry'!$D$25)","v":1.04482784},{"$f":"kc(C872,Kc!$E$9:$H$9,Kc!$I$9:$K$9)","v":0.53823529411764715},0.56236321976470593,{"$f":"K872*10*'Farm data entry'!$E$22","v":11.247264395294119},{"$f":"(L872*'Farm data entry'!$D$14)","v":1.6870896592941178},12.934354054588237,12.934354054588237,0,704.36646707745604,0,12.934354054588237,0,1704.366467077456,0,12.934354054588237,0,2704.366467077456,0]
["1988-05-19",1988,140,{"$f":"VLOOKUP($A873,Rainfall!$D$3:$Q$10959,Hydrology!$D$1,FALSE)","v":0.60000000480000004},{"$f":"MAX((D873-'Farm data entry'!$D$24)*'Farm data entry'!$D$23,0)*10*'Farm data entry'!$D$10","v":0},{"$f":"AND(C873>='Farm data entry'!$E$15,Hydrology!C873<='Farm data entry'!$E$16)","v":true},0,{"$f":"VLOOKUP($A873,ETo!$A$3:$N$10959,Hydrology!$D$1,FALSE)","v":2.3958146999999999},{"$f":"(H873*'Farm data entry'!$D$25)","v":1.6770702899999999},{"$f":"kc(C873,Kc!$E$9:$H$9,Kc!$I$9:$K$9)","v":0.54117647058823537},0.90759098047058828,{"$f":"K873*10*'Farm data entry'!$E$22","v":18.151819609411767},{"$f":"(L873*'Farm data entry'!$D$14)","v":2.722772941411765},20.874592550823532,20.874592550823532,0,683.4918745266325,0,20.874592550823532,0,1683.4918745266325,0,20.874592550823532,0,2683.4918745266327,0]
["1988-05-20",1988,141,{"$f":"VLOOKUP($A874,Rainfall!$D$3:$Q$10959,Hydrology!$D$1,FALSE)","v":0},{"$f":"MAX((D874-'Farm data entry'!$D$24)*'Farm data entry'!$D$23,0)*10*'Farm data entry'!$D$10","v":0},{"$f":"AND(C874>='Farm data entry'!$E$15,Hydrology!C874<='Farm data entry'!$E$16)","v":true},0,{"$f":"VLOOKUP($A874,ETo!$A$3:$N$10959,Hydrology!$D$1,FALSE)","v":2.4222937},{"$f":"(H874*'Farm data entry'!$D$25)","v":1.69560559},{"$f":"kc(C874,Kc!$E$9:$H$9,Kc!$I$9:$K$9)","v":0.54411764705882359},0.92260892397058836,{"$f":"K874*10*'Farm data entry'!$E$22","v":18.452178479411767},{"$f":"(L874*'Farm data entry'!$D$14)","v":2.7678267719117651},21.220005251323531,21.220005251323531,0,662.27186927530897,0,21.220005251323531,0,1662.271869275309,0,21.220005251323531,0,2662.2718692753092,0]
["1988-05-21",1988,142,{"$f":"VLOOKUP($A875,Rainfall!$D$3:$Q$10959,Hydrology!$D$1,FALSE)","v":0},{"$f":"MAX((D875-'Farm data entry'!$D$24)*'Farm data entry'!$D$23,0)*10*'Farm data entry'!$D$10","v":0},{"$f":"AND(C875>='Farm data entry'!$E$15,Hydrology!C875<='Farm data entry'!$E$16)","v":true},0,{"$f":"VLOOKUP($A875,ETo!$A$3:$N$10959,Hydrology!$D$1,FALSE)","v":2.3642591999999998},{"$f":"(H875*'Farm data entry'!$D$25)","v":1.6549814399999998},{"$f":"kc(C875,Kc!$E$9:$H$9,Kc!$I$9:$K$9)","v":0.54705882352941182},0.90537219952941173,{"$f":"K875*10*'Farm data entry'!$E$22","v":18.107443990588234},{"$f":"(L875*'Farm data entry'!$D$14)","v":2.716116598588235},20.82356058917647,20.82356058917647,0,641.44830868613246,0,20.82356058917647,0,1641.4483086861326,0,20.82356058917647,0,2641.4483086861328,0]
["1988-05-22",1988,143,{"$f":"VLOOKUP($A876,Rainfall!$D$3:$Q$10959,Hydrology!$D$1,FALSE)","v":0},{"$f":"MAX((D876-'Farm data entry'!$D$24)*'Farm data entry'!$D$23,0)*10*'Farm data entry'!$D$10","v":0},{"$f":"AND(C876>='Farm data entry'!$E$15,Hydrology!C876<='Farm data entry'!$E$16)","v":true},0,{"$f":"VLOOKUP($A876,ETo!$A$3:$N$10959,Hydrology!$D$1,FALSE)","v":3.7322624000000002},{"$f":"(H876*'Farm data entry'!$D$25)","v":2.6125836800000002},{"$f":"kc(C876,Kc!$E$9:$H$9,Kc!$I$9:$K$9)","v":0.55000000000000004},1.4369210240000003,{"$f":"K876*10*'Farm data entry'!$E$22","v":28.738420480000006},{"$f":"(L876*'Farm data entry'!$D$14)","v":4.3107630720000003},33.049183552000002,33.049183552000002,0,608.39912513413242,0,33.049183552000002,0,1608.3991251341326,0,33.049183552000002,0,2608.3991251341326,0]
["1988-05-23",1988,144,{"$f":"VLOOKUP($A877,Rainfall!$D$3:$Q$10959,Hydrology!$D$1,FALSE)","v":4.100000112},{"$f":"MAX((D877-'Farm data entry'!$D$24)*'Farm data entry'!$D$23,0)*10*'Farm data entry'!$D$10","v":39.900002127999997},{"$f":"AND(C877>='Farm data entry'!$E$15,Hydrology!C877<='Farm data entry'!$E$16)","v":true},39.900002127999997,{"$f":"VLOOKUP($A877,ETo!$A$3:$N$10959,Hydrology!$D$1,FALSE)","v":2.430196},{"$f":"(H877*'Farm data entry'!$D$25)","v":1.7011372},{"$f":"kc(C877,Kc!$E$9:$H$9,Kc!$I$9:$K$9)","v":0.55294117647058827},0.94062880470588239,{"$f":"K877*10*'Farm data entry'!$E$22","v":18.812576094117649},{"$f":"(L877*'Farm data entry'!$D$14)","v":2.8218864141176474},21.634462508235295,21.634462508235295,0,626.66466475389711,0,21.634462508235295,0,1626.6646647538973,0,21.634462508235295,0,2626.6646647538973,0]
["1988-05-24",1988,145,{"$f":"VLOOKUP($A878,Rainfall!$D$3:$Q$10959,Hydrology!$D$1,FALSE)","v":0},{"$f":"MAX((D878-'Farm data entry'!$D$24)*'Farm data entry'!$D$23,0)*10*'Farm data entry'!$D$10","v":0},{"$f":"AND(C878>='Farm data entry'!$E$15,Hydrology!C878<='Farm data entry'!$E$16)","v":true},0,{"$f":"VLOOKUP($A878,ETo!$A$3:$N$10959,Hydrology!$D$1,FALSE)","v":3.5416235999999999},{"$f":"(H878*'Farm data entry'!$D$25)","v":2.47913652},{"$f":"kc(C878,Kc!$E$9:$H$9,Kc!$I$9:$K$9)","v":0.55588235294117649},1.3781082419999999,{"$f":"K878*10*'Farm data entry'!$E$22","v":27.562164839999998},{"$f":"(L878*'Farm data entry'!$D$14)","v":4.1343247259999991},31.696489565999997,31.696489565999997,0,594.96817518789715,0,31.696489565999997,0,1594.9681751878973,0,31.696489565999997,0,2594.9681751878975,0]
["1988-05-25",1988,146,{"$f":"VLOOKUP($A879,Rainfall!$D$3:$Q$10959,Hydrology!$D$1,FALSE)","v":3.0000000672000002},{"$f":"MAX((D879-'Farm data entry'!$D$24)*'Farm data entry'!$D$23,0)*10*'Farm data entry'!$D$10","v":19.000001276800003},{"$f":"AND(C879>='Farm data entry'!$E$15,Hydrology!C879<='Farm data entry'!$E$16)","v":true},19.000001276800003,{"$f":"VLOOKUP($A879,ETo!$A$3:$N$10959,Hydrology!$D$1,FALSE)","v":2.4809736999999998},{"$f":"(H879*'Farm data entry'!$D$25)","v":1.7366815899999999},{"$f":"kc(C879,Kc!$E$9:$H$9,Kc!$I$9:$K$9)","v":0.55882352941176472},0.97049853558823529,{"$f":"K879*10*'Farm data entry'!$E$22","v":19.409970711764707},{"$f":"(L879*'Farm data entry'!$D$14)","v":2.911495606764706},22.321466318529414,22.321466318529414,0,591.64671014616783,0,22.321466318529414,0,1591.6467101461678,0,22.321466318529414,0,2591.6467101461681,0]
["1988-05-26",1988,147,{"$f":"VLOOKUP($A880,Rainfall!$D$3:$Q$10959,Hydrology!$D$1,FALSE)","v":0.39999998880000004},{"$f":"MAX((D880-'Farm data entry'!$D$24)*'Farm data entry'!$D$23,0)*10*'Farm data entry'!$D$10","v":0},{"$f":"AND(C880>='Farm data entry'!$E$15,Hydrology!C880<='Farm data entry'!$E$16)","v":true},0,{"$f":"VLOOKUP($A880,ETo!$A$3:$N$10959,Hydrology!$D$1,FALSE)","v":1.7985305},{"$f":"(H880*'Farm data entry'!$D$25)","v":1.2589713499999999},{"$f":"kc(C880,Kc!$E$9:$H$9,Kc!$I$9:$K$9)","v":0.56176470588235294},0.70724567014705875,{"$f":"K880*10*'Farm data entry'!$E$22","v":14.144913402941174},{"$f":"(L880*'Farm data entry'!$D$14)","v":2.1217370104411759},16.266650413382351,16.266650413382351,0,575.38005973278553,0,16.266650413382351,0,1575.3800597327854,0,16.266650413382351,0,2575.3800597327859,0]
["1988-05-27",1988,148,{"$f":"VLOOKUP($A881,Rainfall!$D$3:$Q$10959,Hydrology!$D$1,FALSE)","v":0},{"$f":"MAX((D881-'Farm data entry'!$D$24)*'Farm data entry'!$D$23,0)*10*'Farm data entry'!$D$10","v":0},{"$f":"AND(C881>='Farm data entry'!$E$15,Hydrology!C881<='Farm data entry'!$E$16)","v":true},0,{"$f":"VLOOKUP($A881,ETo!$A$3:$N$10959,Hydrology!$D$1,FALSE)","v":3.1405408000000001},{"$f":"(H881*'Farm data entry'!$D$25)","v":2.1983785600000001},{"$f":"kc(C881,Kc!$E$9:$H$9,Kc!$I$9:$K$9)","v":0.56470588235294117},1.2414373044705882,{"$f":"K881*10*'Farm data entry'!$E$22","v":24.828746089411766},{"$f":"(L881*'Farm data entry'!$D$14)","v":3.7243119134117646},28.55305800282353,28.55305800282353,0,546.82700172996203,0,28.55305800282353,0,1546.8270017299619,0,28.55305800282353,0,2546.8270017299624,0]
["1988-05-28",1988,149,{"$f":"VLOOKUP($A882,Rainfall!$D$3:$Q$10959,Hydrology!$D$1,FALSE)","v":3.8999999232000002},{"$f":"MAX((D882-'Farm data entry'!$D$24)*'Farm data entry'!$D$23,0)*10*'Farm data entry'!$D$10","v":36.099998540800001},{"$f":"AND(C882>='Farm data entry'!$E$15,Hydrology!C882<='Farm data entry'!$E$16)","v":true},36.099998540800001,{"$f":"VLOOKUP($A882,ETo!$A$3:$N$10959,Hydrology!$D$1,FALSE)","v":3.8132367},{"$f":"(H882*'Farm data entry'!$D$25)","v":2.66926569},{"$f":"kc(C882,Kc!$E$9:$H$9,Kc!$I$9:$K$9)","v":0.56764705882352939},1.5152008181470589,{"$f":"K882*10*'Farm data entry'!$E$22","v":30.304016362941177},{"$f":"(L882*'Farm data entry'!$D$14)","v":4.5456024544411759},34.84961881738235,34.84961881738235,0,548.07738145337964,0,34.84961881738235,0,1548.0773814533795,0,34.84961881738235,0,2548.07738145338,0]
["1988-05-29",1988,150,{"$f":"VLOOKUP($A883,Rainfall!$D$3:$Q$10959,Hydrology!$D$1,FALSE)","v":3.5999999423999998},{"$f":"MAX((D883-'Farm data entry'!$D$24)*'Farm data entry'!$D$23,0)*10*'Farm data entry'!$D$10","v":30.399998905599993},{"$f":"AND(C883>='Farm data entry'!$E$15,Hydrology!C883<='Farm data entry'!$E$16)","v":true},30.399998905599993,{"$f":"VLOOKUP($A883,ETo!$A$3:$N$10959,Hydrology!$D$1,FALSE)","v":2.7338285},{"$f":"(H883*'Farm data entry'!$D$25)","v":1.9136799499999999},{"$f":"kc(C883,Kc!$E$9:$H$9,Kc!$I$9:$K$9)","v":0.57058823529411762},1.0919232655882352,{"$f":"K883*10*'Farm data entry'!$E$22","v":21.838465311764704},{"$f":"(L883*'Farm data entry'!$D$14)","v":3.2757697967647057},25.11423510852941,25.11423510852941,0,553.3631452504502,0,25.11423510852941,0,1553.3631452504501,0,25.11423510852941,0,2553.3631452504505,0]
["1988-05-30",1988,151,{"$f":"VLOOKUP($A884,Rainfall!$D$3:$Q$10959,Hydrology!$D$1,FALSE)","v":3.5999999423999998},{"$f":"MAX((D884-'Farm data entry'!$D$24)*'Farm data entry'!$D$23,0)*10*'Farm data entry'!$D$10","v":30.399998905599993},{"$f":"AND(C884>='Farm data entry'!$E$15,Hydrology!C884<='Farm data entry'!$E$16)","v":true},30.399998905599993,{"$f":"VLOOKUP($A884,ETo!$A$3:$N$10959,Hydrology!$D$1,FALSE)","v":1.9934061999999999},{"$f":"(H884*'Farm data entry'!$D$25)","v":1.3953843399999999},{"$f":"kc(C884,Kc!$E$9:$H$9,Kc!$I$9:$K$9)","v":0.57352941176470584},0.80029395970588224,{"$f":"K884*10*'Farm data entry'!$E$22","v":16.005879194117647},{"$f":"(L884*'Farm data entry'!$D$14)","v":2.4008818791176467},18.406761073235295,18.406761073235295,0,565.35638308281489,0,18.406761073235295,0,1565.3563830828148,0,18.406761073235295,0,2565.3563830828152,0]
["1988-05-31",1988,152,{"$f":"VLOOKUP($A885,Rainfall!$D$3:$Q$10959,Hydrology!$D$1,FALSE)","v":9.9999999360000008E-2},{"$f":"MAX((D885-'Farm data entry'!$D$24)*'Farm data entry'!$D$23,0)*10*'Farm data entry'!$D$10","v":0},{"$f":"AND(C885>='Farm data entry'!$E$15,Hydrology!C885<='Farm data entry'!$E$16)","v":true},0,{"$f":"VLOOKUP($A885,ETo!$A$3:$N$10959,Hydrology!$D$1,FALSE)","v":2.2199217999999998},{"$f":"(H885*'Farm data entry'!$D$25)","v":1.5539452599999999},{"$f":"kc(C885,Kc!$E$9:$H$9,Kc!$I$9:$K$9)","v":0.57647058823529407},0.89580373811764691,{"$f":"K885*10*'Farm data entry'!$E$22","v":17.916074762352938},{"$f":"(L885*'Farm data entry'!$D$14)","v":2.6874112143529407},20.60348597670588,20.60348597670588,0,544.752897106109,0,20.60348597670588,0,1544.752897106109,0,20.60348597670588,0,2544.7528971061092,0]
["1988-06-01",1988,153,{"$f":"VLOOKUP($A886,Rainfall!$D$3:$Q$10959,Hydrology!$D$1,FALSE)","v":0},{"$f":"MAX((D886-'Farm data entry'!$D$24)*'Farm data entry'!$D$23,0)*10*'Farm data entry'!$D$10","v":0},{"$f":"AND(C886>='Farm data entry'!$E$15,Hydrology!C886<='Farm data entry'!$E$16)","v":true},0,{"$f":"VLOOKUP($A886,ETo!$A$3:$N$10959,Hydrology!$D$1,FALSE)","v":2.0810778000000001},{"$f":"(H886*'Farm data entry'!$D$25)","v":1.45675446},{"$f":"kc(C886,Kc!$E$9:$H$9,Kc!$I$9:$K$9)","v":0.57941176470588229},0.84406067241176463,{"$f":"K886*10*'Farm data entry'!$E$22","v":16.881213448235293},{"$f":"(L886*'Farm data entry'!$D$14)","v":2.5321820172352938},19.413395465470586,19.413395465470586,0,525.33950164063845,0,19.413395465470586,0,1525.3395016406384,0,19.413395465470586,0,2525.3395016406384,0]
["1988-06-02",1988,154,{"$f":"VLOOKUP($A887,Rainfall!$D$3:$Q$10959,Hydrology!$D$1,FALSE)","v":0},{"$f":"MAX((D887-'Farm data entry'!$D$24)*'Farm data entry'!$D$23,0)*10*'Farm data entry'!$D$10","v":0},{"$f":"AND(C887>='Farm data entry'!$E$15,Hydrology!C887<='Farm data entry'!$E$16)","v":true},0,{"$f":"VLOOKUP($A887,ETo!$A$3:$N$10959,Hydrology!$D$1,FALSE)","v":1.4473103},{"$f":"(H887*'Farm data entry'!$D$25)","v":1.0131172099999999},{"$f":"kc(C887,Kc!$E$9:$H$9,Kc!$I$9:$K$9)","v":0.58235294117647052},0.58999178699999988,{"$f":"K887*10*'Farm data entry'!$E$22","v":11.799835739999997},{"$f":"(L887*'Farm data entry'!$D$14)","v":1.7699753609999995},13.569811100999997,13.569811100999997,0,511.76969053963848,0,13.569811100999997,0,1511.7696905396385,0,13.569811100999997,0,2511.7696905396383,0]
["1988-06-03",1988,155,{"$f":"VLOOKUP($A888,Rainfall!$D$3:$Q$10959,Hydrology!$D$1,FALSE)","v":0},{"$f":"MAX((D888-'Farm data entry'!$D$24)*'Farm data entry'!$D$23,0)*10*'Farm data entry'!$D$10","v":0},{"$f":"AND(C888>='Farm data entry'!$E$15,Hydrology!C888<='Farm data entry'!$E$16)","v":true},0,{"$f":"VLOOKUP($A888,ETo!$A$3:$N$10959,Hydrology!$D$1,FALSE)","v":2.4488265999999999},{"$f":"(H888*'Farm data entry'!$D$25)","v":1.7141786199999998},{"$f":"kc(C888,Kc!$E$9:$H$9,Kc!$I$9:$K$9)","v":0.58529411764705885},1.0032986628823528,{"$f":"K888*10*'Farm data entry'!$E$22","v":20.065973257647055},{"$f":"(L888*'Farm data entry'!$D$14)","v":3.0098959886470582},23.075869246294115,23.075869246294115,0,488.69382129334434,0,23.075869246294115,0,1488.6938212933444,0,23.075869246294115,0,2488.6938212933442,0]
["1988-06-04",1988,156,{"$f":"VLOOKUP($A889,Rainfall!$D$3:$Q$10959,Hydrology!$D$1,FALSE)","v":1.9000001088},{"$f":"MAX((D889-'Farm data entry'!$D$24)*'Farm data entry'!$D$23,0)*10*'Farm data entry'!$D$10","v":0},{"$f":"AND(C889>='Farm data entry'!$E$15,Hydrology!C889<='Farm data entry'!$E$16)","v":true},0,{"$f":"VLOOKUP($A889,ETo!$A$3:$N$10959,Hydrology!$D$1,FALSE)","v":2.3848565000000002},{"$f":"(H889*'Farm data entry'!$D$25)","v":1.6693995500000001},{"$f":"kc(C889,Kc!$E$9:$H$9,Kc!$I$9:$K$9)","v":0.58823529411764708},0.98199973529411777,{"$f":"K889*10*'Farm data entry'!$E$22","v":19.639994705882355},{"$f":"(L889*'Farm data entry'!$D$14)","v":2.945999205882353},22.585993911764707,22.585993911764707,0,466.10782738157963,0,22.585993911764707,0,1466.1078273815797,0,22.585993911764707,0,2466.1078273815797,0]
["1988-06-05",1988,157,{"$f":"VLOOKUP($A890,Rainfall!$D$3:$Q$10959,Hydrology!$D$1,FALSE)","v":0.99999999360000003},{"$f":"MAX((D890-'Farm data entry'!$D$24)*'Farm data entry'!$D$23,0)*10*'Farm data entry'!$D$10","v":0},{"$f":"AND(C890>='Farm data entry'!$E$15,Hydrology!C890<='Farm data entry'!$E$16)","v":true},0,{"$f":"VLOOKUP($A890,ETo!$A$3:$N$10959,Hydrology!$D$1,FALSE)","v":1.9698424000000001},{"$f":"(H890*'Farm data entry'!$D$25)","v":1.3788896799999999},{"$f":"kc(C890,Kc!$E$9:$H$9,Kc!$I$9:$K$9)","v":0.5911764705882353},0.81516713435294108,{"$f":"K890*10*'Farm data entry'!$E$22","v":16.303342687058823},{"$f":"(L890*'Farm data entry'!$D$14)","v":2.4455014030588234},18.748844090117647,18.748844090117647,0,447.35898329146198,0,18.748844090117647,0,1447.358983291462,0,18.748844090117647,0,2447.3589832914622,0]
["1988-06-06",1988,158,{"$f":"VLOOKUP($A891,Rainfall!$D$3:$Q$10959,Hydrology!$D$1,FALSE)","v":0},{"$f":"MAX((D891-'Farm data entry'!$D$24)*'Farm data entry'!$D$23,0)*10*'Farm data entry'!$D$10","v":0},{"$f":"AND(C891>='Farm data entry'!$E$15,Hydrology!C891<='Farm data entry'!$E$16)","v":true},0,{"$f":"VLOOKUP($A891,ETo!$A$3:$N$10959,Hydrology!$D$1,FALSE)","v":2.9868410000000001},{"$f":"(H891*'Farm data entry'!$D$25)","v":2.0907887000000001},{"$f":"kc(C891,Kc!$E$9:$H$9,Kc!$I$9:$K$9)","v":0.59411764705882353},1.2421744629411764,{"$f":"K891*10*'Farm data entry'!$E$22","v":24.843489258823528},{"$f":"(L891*'Farm data entry'!$D$14)","v":3.7265233888235292},28.570012647647058,28.570012647647058,0,418.78897064381493,0,28.570012647647058,0,1418.788970643815,0,28.570012647647058,0,2418.788970643815,0]
["1988-06-07",1988,159,{"$f":"VLOOKUP($A892,Rainfall!$D$3:$Q$10959,Hydrology!$D$1,FALSE)","v":0},{"$f":"MAX((D892-'Farm data entry'!$D$24)*'Farm data entry'!$D$23,0)*10*'Farm data entry'!$D$10","v":0},{"$f":"AND(C892>='Farm data entry'!$E$15,Hydrology!C892<='Farm data entry'!$E$16)","v":true},0,{"$f":"VLOOKUP($A892,ETo!$A$3:$N$10959,Hydrology!$D$1,FALSE)","v":2.2202829999999998},{"$f":"(H892*'Farm data entry'!$D$25)","v":1.5541980999999998},{"$f":"kc(C892,Kc!$E$9:$H$9,Kc!$I$9:$K$9)","v":0.59705882352941175},0.92794768911764691,{"$f":"K892*10*'Farm data entry'!$E$22","v":18.558953782352937},{"$f":"(L892*'Farm data entry'!$D$14)","v":2.7838430673529406},21.342796849705877,21.342796849705877,0,397.44617379410909,0,21.342796849705877,0,1397.4461737941092,0,21.342796849705877,0,2397.4461737941092,0]
["1988-06-08",1988,160,{"$f":"VLOOKUP($A893,Rainfall!$D$3:$Q$10959,Hydrology!$D$1,FALSE)","v":0},{"$f":"MAX((D893-'Farm data entry'!$D$24)*'Farm data entry'!$D$23,0)*10*'Farm data entry'!$D$10","v":0},{"$f":"AND(C893>='Farm data entry'!$E$15,Hydrology!C893<='Farm data entry'!$E$16)","v":true},0,{"$f":"VLOOKUP($A893,ETo!$A$3:$N$10959,Hydrology!$D$1,FALSE)","v":1.3925893},{"$f":"(H893*'Farm data entry'!$D$25)","v":0.97481250999999991},{"$f":"kc(C893,Kc!$E$9:$H$9,Kc!$I$9:$K$9)","v":0.60000000000000009},0.58488750600000006,{"$f":"K893*10*'Farm data entry'!$E$22","v":11.697750120000002},{"$f":"(L893*'Farm data entry'!$D$14)","v":1.7546625180000002},13.452412638000002,13.452412638000002,0,383.99376115610909,0,13.452412638000002,0,1383.9937611561093,0,13.452412638000002,0,2383.993761156109,0]
["1988-06-09",1988,161,{"$f":"VLOOKUP($A894,Rainfall!$D$3:$Q$10959,Hydrology!$D$1,FALSE)","v":9.9999999360000008E-2},{"$f":"MAX((D894-'Farm data entry'!$D$24)*'Farm data entry'!$D$23,0)*10*'Farm data entry'!$D$10","v":0},{"$f":"AND(C894>='Farm data entry'!$E$15,Hydrology!C894<='Farm data entry'!$E$16)","v":true},0,{"$f":"VLOOKUP($A894,ETo!$A$3:$N$10959,Hydrology!$D$1,FALSE)","v":0.97673659999999995},{"$f":"(H894*'Farm data entry'!$D$25)","v":0.68371561999999997},{"$f":"kc(C894,Kc!$E$9:$H$9,Kc!$I$9:$K$9)","v":0.6029411764705882},0.41224030029411762,{"$f":"K894*10*'Farm data entry'!$E$22","v":8.2448060058823529},{"$f":"(L894*'Farm data entry'!$D$14)","v":1.236720900882353},9.4815269067647066,9.4815269067647066,0,374.51223424934437,0,9.4815269067647066,0,1374.5122342493446,0,9.4815269067647066,0,2374.5122342493441,0]
["1988-06-10",1988,162,{"$f":"VLOOKUP($A895,Rainfall!$D$3:$Q$10959,Hydrology!$D$1,FALSE)","v":0.19999999872000002},{"$f":"MAX((D895-'Farm data entry'!$D$24)*'Farm data entry'!$D$23,0)*10*'Farm data entry'!$D$10","v":0},{"$f":"AND(C895>='Farm data entry'!$E$15,Hydrology!C895<='Farm data entry'!$E$16)","v":true},0,{"$f":"VLOOKUP($A895,ETo!$A$3:$N$10959,Hydrology!$D$1,FALSE)","v":0.67501323999999996},{"$f":"(H895*'Farm data entry'!$D$25)","v":0.47250926799999993},{"$f":"kc(C895,Kc!$E$9:$H$9,Kc!$I$9:$K$9)","v":0.60588235294117654},0.28628502708235293,{"$f":"K895*10*'Farm data entry'!$E$22","v":5.7257005416470586},{"$f":"(L895*'Farm data entry'!$D$14)","v":0.85885508124705878},6.5845556228941176,6.5845556228941176,0,367.92767862645024,0,6.5845556228941176,0,1367.9276786264504,0,6.5845556228941176,0,2367.92767862645,0]
["1988-06-11",1988,163,{"$f":"VLOOKUP($A896,Rainfall!$D$3:$Q$10959,Hydrology!$D$1,FALSE)","v":0},{"$f":"MAX((D896-'Farm data entry'!$D$24)*'Farm data entry'!$D$23,0)*10*'Farm data entry'!$D$10","v":0},{"$f":"AND(C896>='Farm data entry'!$E$15,Hydrology!C896<='Farm data entry'!$E$16)","v":true},0,{"$f":"VLOOKUP($A896,ETo!$A$3:$N$10959,Hydrology!$D$1,FALSE)","v":1.1990699},{"$f":"(H896*'Farm data entry'!$D$25)","v":0.83934892999999999},{"$f":"kc(C896,Kc!$E$9:$H$9,Kc!$I$9:$K$9)","v":0.60882352941176465},0.51101537797058816,{"$f":"K896*10*'Farm data entry'!$E$22","v":10.220307559411763},{"$f":"(L896*'Farm data entry'!$D$14)","v":1.5330461339117645},11.753353693323527,11.753353693323527,0,356.17432493312674,0,11.753353693323527,0,1356.1743249331269,0,11.753353693323527,0,2356.1743249331266,0]
["1988-06-12",1988,164,{"$f":"VLOOKUP($A897,Rainfall!$D$3:$Q$10959,Hydrology!$D$1,FALSE)","v":0},{"$f":"MAX((D897-'Farm data entry'!$D$24)*'Farm data entry'!$D$23,0)*10*'Farm data entry'!$D$10","v":0},{"$f":"AND(C897>='Farm data entry'!$E$15,Hydrology!C897<='Farm data entry'!$E$16)","v":true},0,{"$f":"VLOOKUP($A897,ETo!$A$3:$N$10959,Hydrology!$D$1,FALSE)","v":3.6090257000000001},{"$f":"(H897*'Farm data entry'!$D$25)","v":2.5263179899999999},{"$f":"kc(C897,Kc!$E$9:$H$9,Kc!$I$9:$K$9)","v":0.61176470588235299},1.5455121821176472,{"$f":"K897*10*'Farm data entry'!$E$22","v":30.910243642352945},{"$f":"(L897*'Farm data entry'!$D$14)","v":4.636536546352942},35.546780188705888,35.546780188705888,0,320.62754474442085,0,35.546780188705888,0,1320.6275447444209,0,35.546780188705888,0,2320.6275447444209,0]
["1988-06-13",1988,165,{"$f":"VLOOKUP($A898,Rainfall!$D$3:$Q$10959,Hydrology!$D$1,FALSE)","v":0},{"$f":"MAX((D898-'Farm data entry'!$D$24)*'Farm data entry'!$D$23,0)*10*'Farm data entry'!$D$10","v":0},{"$f":"AND(C898>='Farm data entry'!$E$15,Hydrology!C898<='Farm data entry'!$E$16)","v":true},0,{"$f":"VLOOKUP($A898,ETo!$A$3:$N$10959,Hydrology!$D$1,FALSE)","v":3.7217832},{"$f":"(H898*'Farm data entry'!$D$25)","v":2.6052482399999999},{"$f":"kc(C898,Kc!$E$9:$H$9,Kc!$I$9:$K$9)","v":0.61470588235294121},1.601461418117647,{"$f":"K898*10*'Farm data entry'!$E$22","v":32.029228362352939},{"$f":"(L898*'Farm data entry'!$D$14)","v":4.8043842543529403},36.833612616705878,36.833612616705878,0,283.79393212771498,0,36.833612616705878,0,1283.7939321277149,0,36.833612616705878,0,2283.7939321277149,0]
["1988-06-14",1988,166,{"$f":"VLOOKUP($A899,Rainfall!$D$3:$Q$10959,Hydrology!$D$1,FALSE)","v":0},{"$f":"MAX((D899-'Farm data entry'!$D$24)*'Farm data entry'!$D$23,0)*10*'Farm data entry'!$D$10","v":0},{"$f":"AND(C899>='Farm data entry'!$E$15,Hydrology!C899<='Farm data entry'!$E$16)","v":true},0,{"$f":"VLOOKUP($A899,ETo!$A$3:$N$10959,Hydrology!$D$1,FALSE)","v":4.4704740000000003},{"$f":"(H899*'Farm data entry'!$D$25)","v":3.1293318000000001},{"$f":"kc(C899,Kc!$E$9:$H$9,Kc!$I$9:$K$9)","v":0.61764705882352944},1.9328225823529412,{"$f":"K899*10*'Farm data entry'!$E$22","v":38.656451647058823},{"$f":"(L899*'Farm data entry'!$D$14)","v":5.7984677470588233},44.454919394117645,44.454919394117645,0,239.33901273359734,0,44.454919394117645,0,1239.3390127335972,0,44.454919394117645,0,2239.3390127335974,0]
["1988-06-15",1988,{"$f":"A900-DATE(YEAR(A900)-1,12,31)","v":167},{"$f":"VLOOKUP($A900,Rainfall!$D$3:$Q$10959,Hydrology!$D$1,FALSE)","v":0},{"$f":"MAX((D900-'Farm data entry'!$D$24)*'Farm data entry'!$D$23,0)*10*'Farm data entry'!$D$10","v":0},{"$f":"AND(C900>='Farm data entry'!$E$15,Hydrology!C900<='Farm data entry'!$E$16)","v":true},{"$f":"E900*F900","v":0},{"$f":"VLOOKUP($A900,ETo!$A$3:$N$10959,Hydrology!$D$1,FALSE)","v":2.8029709999999999},{"$f":"(H900*'Farm data entry'!$D$25)","v":1.9620796999999999},{"$f":"kc(C900,Kc!$E$9:$H$9,Kc!$I$9:$K$9)","v":0.62058823529411766},{"$f":"(J900*I900)","v":1.2176435785294117},{"$f":"K900*10*'Farm data entry'!$E$22","v":24.352871570588235},{"$f":"(L900*'Farm data entry'!$D$14)","v":3.6529307355882352},28.00580230617647,{"$f":"MIN($N900,Q899+$G900)","v":28.00580230617647},{"$f":"MAX(Q899+$G900-$N900-P$1,0)","v":0},{"$f":"MIN(Q899-O900+$G900,P$1)","v":211.33321042742088},0,28.00580230617647,0,1211.3332104274207,0,28.00580230617647,0,2211.3332104274209,0]
["1988-06-16",{"$f":"YEAR(A901)","v":1988},168,{"$f":"VLOOKUP($A901,Rainfall!$D$3:$Q$10959,Hydrology!$D$1,FALSE)","v":0},{"$f":"MAX((D901-'Farm data entry'!$D$24)*'Farm data entry'!$D$23,0)*10*'Farm data entry'!$D$10","v":0},{"$f":"AND(C901>='Farm data entry'!$E$15,Hydrology!C901<='Farm data entry'!$E$16)","v":true},0,{"$f":"VLOOKUP($A901,ETo!$A$3:$N$10959,Hydrology!$D$1,FALSE)","v":1.6598664999999999},{"$f":"(H901*'Farm data entry'!$D$25)","v":1.1619065499999999},{"$f":"kc(C901,Kc!$E$9:$H$9,Kc!$I$9:$K$9)","v":0.62352941176470589},0.7244829076470588,{"$f":"K901*10*'Farm data entry'!$E$22","v":14.489658152941177},{"$f":"(L901*'Farm data entry'!$D$14)","v":2.1734487229411763},{"$f":"SUM(L901:M901)","v":16.663106875882352},16.663106875882352,0,194.67010355153852,{"$f":"$N901-O901","v":0},{"$f":"MIN($N901,U900+$G901)","v":16.663106875882352},{"$f":"MAX(U900+$G901-$N901-T$1,0)","v":0},{"$f":"MIN(U900-S901+$G901,T$1)","v":1194.6701035515384},{"$f":"$N901-S901","v":0},{"$f":"MIN($N901,Y900+$G901)","v":16.663106875882352},{"$f":"MAX(Y900+$G901-$N901-X$1,0)","v":0},{"$f":"MIN(Y900-W901+$G901,X$1)","v":2194.6701035515384},{"$f":"$N901-W901","v":0}]
["1988-06-17",1988,169,{"$f":"VLOOKUP($A902,Rainfall!$D$3:$Q$10959,Hydrology!$D$1,FALSE)","v":0},{"$f":"MAX((D902-'Farm data entry'!$D$24)*'Farm data entry'!$D$23,0)*10*'Farm data entry'!$D$10","v":0},{"$f":"AND(C902>='Farm data entry'!$E$15,Hydrology!C902<='Farm data entry'!$E$16)","v":true},0,{"$f":"VLOOKUP($A902,ETo!$A$3:$N$10959,Hydrology!$D$1,FALSE)","v":1.8505229999999999},{"$f":"(H902*'Farm data entry'!$D$25)","v":1.2953660999999999},{"$f":"kc(C902,Kc!$E$9:$H$9,Kc!$I$9:$K$9)","v":0.62647058823529411},0.81150876264705873,{"$f":"K902*10*'Farm data entry'!$E$22","v":16.230175252941173},{"$f":"(L902*'Farm data entry'!$D$14)","v":2.4345262879411758},18.664701540882348,18.664701540882348,0,176.00540201065616,0,18.664701540882348,0,1176.0054020106561,0,18.664701540882348,0,2176.0054020106559,0]
["1988-06-18",1988,170,{"$f":"VLOOKUP($A903,Rainfall!$D$3:$Q$10959,Hydrology!$D$1,FALSE)","v":0},{"$f":"MAX((D903-'Farm data entry'!$D$24)*'Farm data entry'!$D$23,0)*10*'Farm data entry'!$D$10","v":0},{"$f":"AND(C903>='Farm data entry'!$E$15,Hydrology!C903<='Farm data entry'!$E$16)","v":true},0,{"$f":"VLOOKUP($A903,ETo!$A$3:$N$10959,Hydrology!$D$1,FALSE)","v":2.8834270000000002},{"$f":"(H903*'Farm data entry'!$D$25)","v":2.0183989000000002},{"$f":"kc(C903,Kc!$E$9:$H$9,Kc!$I$9:$K$9)","v":0.62941176470588234},1.2704040135294119,{"$f":"K903*10*'Farm data entry'!$E$22","v":25.408080270588236},{"$f":"(L903*'Farm data entry'!$D$14)","v":3.8112120405882353},29.219292311176471,29.219292311176471,0,146.78610969947968,0,29.219292311176471,0,1146.7861096994795,0,29.219292311176471,0,2146.7861096994793,0]
["1988-06-19",1988,171,{"$f":"VLOOKUP($A904,Rainfall!$D$3:$Q$10959,Hydrology!$D$1,FALSE)","v":0},{"$f":"MAX((D904-'Farm data entry'!$D$24)*'Farm data entry'!$D$23,0)*10*'Farm data entry'!$D$10","v":0},{"$f":"AND(C904>='Farm data entry'!$E$15,Hydrology!C904<='Farm data entry'!$E$16)","v":true},0,{"$f":"VLOOKUP($A904,ETo!$A$3:$N$10959,Hydrology!$D$1,FALSE)","v":3.4113327999999998},{"$f":"(H904*'Farm data entry'!$D$25)","v":2.3879329599999997},{"$f":"kc(C904,Kc!$E$9:$H$9,Kc!$I$9:$K$9)","v":0.63235294117647056},1.5100164305882351,{"$f":"K904*10*'Farm data entry'!$E$22","v":30.200328611764704},{"$f":"(L904*'Farm data entry'!$D$14)","v":4.5300492917647057},34.730377903529408,34.730377903529408,0,112.05573179595027,0,34.730377903529408,0,1112.0557317959501,0,34.730377903529408,0,2112.0557317959501,0]
["1988-06-20",1988,172,{"$f":"VLOOKUP($A905,Rainfall!$D$3:$Q$10959,Hydrology!$D$1,FALSE)","v":0},{"$f":"MAX((D905-'Farm data entry'!$D$24)*'Farm data entry'!$D$23,0)*10*'Farm data entry'!$D$10","v":0},{"$f":"AND(C905>='Farm data entry'!$E$15,Hydrology!C905<='Farm data entry'!$E$16)","v":true},0,{"$f":"VLOOKUP($A905,ETo!$A$3:$N$10959,Hydrology!$D$1,FALSE)","v":2.3388559999999998},{"$f":"(H905*'Farm data entry'!$D$25)","v":1.6371991999999997},{"$f":"kc(C905,Kc!$E$9:$H$9,Kc!$I$9:$K$9)","v":0.63529411764705879},1.0401030211764704,{"$f":"K905*10*'Farm data entry'!$E$22","v":20.802060423529408},{"$f":"(L905*'Farm data entry'!$D$14)","v":3.1203090635294113},23.92236948705882,23.92236948705882,0,88.133362308891449,0,23.92236948705882,0,1088.1333623088913,0,23.92236948705882,0,2088.1333623088913,0]
["1988-06-21",1988,173,{"$f":"VLOOKUP($A906,Rainfall!$D$3:$Q$10959,Hydrology!$D$1,FALSE)","v":0},{"$f":"MAX((D906-'Farm data entry'!$D$24)*'Farm data entry'!$D$23,0)*10*'Farm data entry'!$D$10","v":0},{"$f":"AND(C906>='Farm data entry'!$E$15,Hydrology!C906<='Farm data entry'!$E$16)","v":true},0,{"$f":"VLOOKUP($A906,ETo!$A$3:$N$10959,Hydrology!$D$1,FALSE)","v":2.2376235000000002},{"$f":"(H906*'Farm data entry'!$D$25)","v":1.5663364500000001},{"$f":"kc(C906,Kc!$E$9:$H$9,Kc!$I$9:$K$9)","v":0.63823529411764701},0.99969120485294116,{"$f":"K906*10*'Farm data entry'!$E$22","v":19.993824097058823},{"$f":"(L906*'Farm data entry'!$D$14)","v":2.9990736145588235},22.992897711617648,22.992897711617648,0,65.140464597273805,0,22.992897711617648,0,1065.1404645972736,0,22.992897711617648,0,2065.1404645972734,0]
["1988-06-22",1988,174,{"$f":"VLOOKUP($A907,Rainfall!$D$3:$Q$10959,Hydrology!$D$1,FALSE)","v":0},{"$f":"MAX((D907-'Farm data entry'!$D$24)*'Farm data entry'!$D$23,0)*10*'Farm data entry'!$D$10","v":0},{"$f":"AND(C907>='Farm data entry'!$E$15,Hydrology!C907<='Farm data entry'!$E$16)","v":true},0,{"$f":"VLOOKUP($A907,ETo!$A$3:$N$10959,Hydrology!$D$1,FALSE)","v":3.8520840000000001},{"$f":"(H907*'Farm data entry'!$D$25)","v":2.6964587999999998},{"$f":"kc(C907,Kc!$E$9:$H$9,Kc!$I$9:$K$9)","v":0.64117647058823524},1.7289059364705879,{"$f":"K907*10*'Farm data entry'!$E$22","v":34.578118729411756},{"$f":"(L907*'Farm data entry'!$D$14)","v":5.1867178094117632},39.764836538823516,39.764836538823516,0,25.375628058450289,0,39.764836538823516,0,1025.37562805845,0,39.764836538823516,0,2025.3756280584498,0]
["1988-06-23",1988,175,{"$f":"VLOOKUP($A908,Rainfall!$D$3:$Q$10959,Hydrology!$D$1,FALSE)","v":0},{"$f":"MAX((D908-'Farm data entry'!$D$24)*'Farm data entry'!$D$23,0)*10*'Farm data entry'!$D$10","v":0},{"$f":"AND(C908>='Farm data entry'!$E$15,Hydrology!C908<='Farm data entry'!$E$16)","v":true},0,{"$f":"VLOOKUP($A908,ETo!$A$3:$N$10959,Hydrology!$D$1,FALSE)","v":3.7863948000000001},{"$f":"(H908*'Farm data entry'!$D$25)","v":2.6504763599999999},{"$f":"kc(C908,Kc!$E$9:$H$9,Kc!$I$9:$K$9)","v":0.64411764705882346},1.7072185965882349,{"$f":"K908*10*'Farm data entry'!$E$22","v":34.144371931764695},{"$f":"(L908*'Farm data entry'!$D$14)","v":5.1216557897647039},39.266027721529397,25.375628058450289,0,0,13.890399663079108,39.266027721529397,0,986.10960033692061,0,39.266027721529397,0,1986.1096003369205,0]
["1988-06-24",1988,176,{"$f":"VLOOKUP($A909,Rainfall!$D$3:$Q$10959,Hydrology!$D$1,FALSE)","v":0},{"$f":"MAX((D909-'Farm data entry'!$D$24)*'Farm data entry'!$D$23,0)*10*'Farm data entry'!$D$10","v":0},{"$f":"AND(C909>='Farm data entry'!$E$15,Hydrology!C909<='Farm data entry'!$E$16)","v":true},0,{"$f":"VLOOKUP($A909,ETo!$A$3:$N$10959,Hydrology!$D$1,FALSE)","v":2.0065724999999999},{"$f":"(H909*'Farm data entry'!$D$25)","v":1.4046007499999997},{"$f":"kc(C909,Kc!$E$9:$H$9,Kc!$I$9:$K$9)","v":0.6470588235294118},0.90885930882352928,{"$f":"K909*10*'Farm data entry'!$E$22","v":18.177186176470585},{"$f":"(L909*'Farm data entry'!$D$14)","v":2.7265779264705876},20.903764102941171,0,0,0,20.903764102941171,20.903764102941171,0,965.20583623397943,0,20.903764102941171,0,1965.2058362339794,0]
["1988-06-25",1988,177,{"$f":"VLOOKUP($A910,Rainfall!$D$3:$Q$10959,Hydrology!$D$1,FALSE)","v":0},{"$f":"MAX((D910-'Farm data entry'!$D$24)*'Farm data entry'!$D$23,0)*10*'Farm data entry'!$D$10","v":0},{"$f":"AND(C910>='Farm data entry'!$E$15,Hydrology!C910<='Farm data entry'!$E$16)","v":true},0,{"$f":"VLOOKUP($A910,ETo!$A$3:$N$10959,Hydrology!$D$1,FALSE)","v":2.5926309999999999},{"$f":"(H910*'Farm data entry'!$D$25)","v":1.8148416999999999},{"$f":"kc(C910,Kc!$E$9:$H$9,Kc!$I$9:$K$9)","v":0.65},1.1796471049999999,{"$f":"K910*10*'Farm data entry'!$E$22","v":23.592942099999998},{"$f":"(L910*'Farm data entry'!$D$14)","v":3.5389413149999998},27.131883414999997,0,0,0,27.131883414999997,27.131883414999997,0,938.07395281897948,0,27.131883414999997,0,1938.0739528189795,0]
["1988-06-26",1988,178,{"$f":"VLOOKUP($A911,Rainfall!$D$3:$Q$10959,Hydrology!$D$1,FALSE)","v":0},{"$f":"MAX((D911-'Farm data entry'!$D$24)*'Farm data entry'!$D$23,0)*10*'Farm data entry'!$D$10","v":0},{"$f":"AND(C911>='Farm data entry'!$E$15,Hydrology!C911<='Farm data entry'!$E$16)","v":true},0,{"$f":"VLOOKUP($A911,ETo!$A$3:$N$10959,Hydrology!$D$1,FALSE)","v":1.8093123},{"$f":"(H911*'Farm data entry'!$D$25)","v":1.2665186099999999},{"$f":"kc(C911,Kc!$E$9:$H$9,Kc!$I$9:$K$9)","v":0.65294117647058825},0.82696215123529404,{"$f":"K911*10*'Farm data entry'!$E$22","v":16.539243024705883},{"$f":"(L911*'Farm data entry'!$D$14)","v":2.4808864537058821},19.020129478411764,0,0,0,19.020129478411764,19.020129478411764,0,919.05382334056776,0,19.020129478411764,0,1919.0538233405678,0]
["1988-06-27",1988,179,{"$f":"VLOOKUP($A912,Rainfall!$D$3:$Q$10959,Hydrology!$D$1,FALSE)","v":3.8999999232000002},{"$f":"MAX((D912-'Farm data entry'!$D$24)*'Farm data entry'!$D$23,0)*10*'Farm data entry'!$D$10","v":36.099998540800001},{"$f":"AND(C912>='Farm data entry'!$E$15,Hydrology!C912<='Farm data entry'!$E$16)","v":true},36.099998540800001,{"$f":"VLOOKUP($A912,ETo!$A$3:$N$10959,Hydrology!$D$1,FALSE)","v":1.2649016},{"$f":"(H912*'Farm data entry'!$D$25)","v":0.8854311199999999},{"$f":"kc(C912,Kc!$E$9:$H$9,Kc!$I$9:$K$9)","v":0.65588235294117647},0.58073864635294115,{"$f":"K912*10*'Farm data entry'!$E$22","v":11.614772927058823},{"$f":"(L912*'Farm data entry'!$D$14)","v":1.7422159390588234},13.356988866117646,13.356988866117646,0,22.743009674682355,0,13.356988866117646,0,941.79683301525017,0,13.356988866117646,0,1941.7968330152501,0]
["1988-06-28",1988,180,{"$f":"VLOOKUP($A913,Rainfall!$D$3:$Q$10959,Hydrology!$D$1,FALSE)","v":0.19999999872000002},{"$f":"MAX((D913-'Farm data entry'!$D$24)*'Farm data entry'!$D$23,0)*10*'Farm data entry'!$D$10","v":0},{"$f":"AND(C913>='Farm data entry'!$E$15,Hydrology!C913<='Farm data entry'!$E$16)","v":true},0,{"$f":"VLOOKUP($A913,ETo!$A$3:$N$10959,Hydrology!$D$1,FALSE)","v":0.66408389999999995},{"$f":"(H913*'Farm data entry'!$D$25)","v":0.46485872999999994},{"$f":"kc(C913,Kc!$E$9:$H$9,Kc!$I$9:$K$9)","v":0.6588235294117647},0.30625986917647052,{"$f":"K913*10*'Farm data entry'!$E$22","v":6.1251973835294109},{"$f":"(L913*'Farm data entry'!$D$14)","v":0.91877960752941157},7.0439769910588224,7.0439769910588224,0,15.699032683623532,0,7.0439769910588224,0,934.75285602419137,0,7.0439769910588224,0,1934.7528560241913,0]
["1988-06-29",1988,181,{"$f":"VLOOKUP($A914,Rainfall!$D$3:$Q$10959,Hydrology!$D$1,FALSE)","v":0},{"$f":"MAX((D914-'Farm data entry'!$D$24)*'Farm data entry'!$D$23,0)*10*'Farm data entry'!$D$10","v":0},{"$f":"AND(C914>='Farm data entry'!$E$15,Hydrology!C914<='Farm data entry'!$E$16)","v":true},0,{"$f":"VLOOKUP($A914,ETo!$A$3:$N$10959,Hydrology!$D$1,FALSE)","v":2.1707418000000001},{"$f":"(H914*'Farm data entry'!$D$25)","v":1.51951926},{"$f":"kc(C914,Kc!$E$9:$H$9,Kc!$I$9:$K$9)","v":0.66176470588235292},1.0055642161764706,{"$f":"K914*10*'Farm data entry'!$E$22","v":20.111284323529411},{"$f":"(L914*'Farm data entry'!$D$14)","v":3.0166926485294114},23.127976972058821,15.699032683623532,0,0,7.4289442884352894,23.127976972058821,0,911.62487905213254,0,23.127976972058821,0,1911.6248790521324,0]
["1988-06-30",1988,182,{"$f":"VLOOKUP($A915,Rainfall!$D$3:$Q$10959,Hydrology!$D$1,FALSE)","v":2.6000000352000003},{"$f":"MAX((D915-'Farm data entry'!$D$24)*'Farm data entry'!$D$23,0)*10*'Farm data entry'!$D$10","v":11.400000668800006},{"$f":"AND(C915>='Farm data entry'!$E$15,Hydrology!C915<='Farm data entry'!$E$16)","v":true},11.400000668800006,{"$f":"VLOOKUP($A915,ETo!$A$3:$N$10959,Hydrology!$D$1,FALSE)","v":3.0696821000000001},{"$f":"(H915*'Farm data entry'!$D$25)","v":2.1487774699999997},{"$f":"kc(C915,Kc!$E$9:$H$9,Kc!$I$9:$K$9)","v":0.66470588235294115},1.4283050241764703,{"$f":"K915*10*'Farm data entry'!$E$22","v":28.566100483529407},{"$f":"(L915*'Farm data entry'!$D$14)","v":4.2849150725294107},32.851015556058819,11.400000668800006,0,0,21.451014887258815,32.851015556058819,0,890.17386416487375,0,32.851015556058819,0,1890.1738641648735,0]
["1988-07-01",1988,183,{"$f":"VLOOKUP($A916,Rainfall!$D$3:$Q$10959,Hydrology!$D$1,FALSE)","v":3.1999999104000003},{"$f":"MAX((D916-'Farm data entry'!$D$24)*'Farm data entry'!$D$23,0)*10*'Farm data entry'!$D$10","v":22.799998297600006},{"$f":"AND(C916>='Farm data entry'!$E$15,Hydrology!C916<='Farm data entry'!$E$16)","v":true},22.799998297600006,{"$f":"VLOOKUP($A916,ETo!$A$3:$N$10959,Hydrology!$D$1,FALSE)","v":1.9411304},{"$f":"(H916*'Farm data entry'!$D$25)","v":1.3587912799999999},{"$f":"kc(C916,Kc!$E$9:$H$9,Kc!$I$9:$K$9)","v":0.66764705882352937},0.90719300164705874,{"$f":"K916*10*'Farm data entry'!$E$22","v":18.143860032941173},{"$f":"(L916*'Farm data entry'!$D$14)","v":2.7215790049411761},20.86543903788235,20.86543903788235,0,1.9345592597176555,0,20.86543903788235,0,892.10842342459148,0,20.86543903788235,0,1892.1084234245911,0]
["1988-07-02",1988,184,{"$f":"VLOOKUP($A917,Rainfall!$D$3:$Q$10959,Hydrology!$D$1,FALSE)","v":2.2999999680000003},{"$f":"MAX((D917-'Farm data entry'!$D$24)*'Farm data entry'!$D$23,0)*10*'Farm data entry'!$D$10","v":5.6999993920000049},{"$f":"AND(C917>='Farm data entry'!$E$15,Hydrology!C917<='Farm data entry'!$E$16)","v":true},5.6999993920000049,{"$f":"VLOOKUP($A917,ETo!$A$3:$N$10959,Hydrology!$D$1,FALSE)","v":3.2341182000000002},{"$f":"(H917*'Farm data entry'!$D$25)","v":2.2638827400000001},{"$f":"kc(C917,Kc!$E$9:$H$9,Kc!$I$9:$K$9)","v":0.67058823529411771},1.518133131529412,{"$f":"K917*10*'Farm data entry'!$E$22","v":30.36266263058824},{"$f":"(L917*'Farm data entry'!$D$14)","v":4.5543993945882359},34.917062025176477,7.6345586517176605,0,0,27.282503373458816,34.917062025176477,0,862.89136079141497,0,34.917062025176477,0,1862.8913607914149,0]
["1988-07-03",1988,185,{"$f":"VLOOKUP($A918,Rainfall!$D$3:$Q$10959,Hydrology!$D$1,FALSE)","v":13.299999551999999},{"$f":"MAX((D918-'Farm data entry'!$D$24)*'Farm data entry'!$D$23,0)*10*'Farm data entry'!$D$10","v":214.69999148799997},{"$f":"AND(C918>='Farm data entry'!$E$15,Hydrology!C918<='Farm data entry'!$E$16)","v":true},214.69999148799997,{"$f":"VLOOKUP($A918,ETo!$A$3:$N$10959,Hydrology!$D$1,FALSE)","v":1.1146425},{"$f":"(H918*'Farm data entry'!$D$25)","v":0.78024974999999996},{"$f":"kc(C918,Kc!$E$9:$H$9,Kc!$I$9:$K$9)","v":0.67352941176470593},0.52552115514705888,{"$f":"K918*10*'Farm data entry'!$E$22","v":10.510423102941179},{"$f":"(L918*'Farm data entry'!$D$14)","v":1.5765634654411766},12.086986568382356,12.086986568382356,0,202.61300491961762,0,12.086986568382356,0,1065.5043657110325,0,12.086986568382356,0,2065.5043657110323,0]
["1988-07-04",1988,186,{"$f":"VLOOKUP($A919,Rainfall!$D$3:$Q$10959,Hydrology!$D$1,FALSE)","v":2.499999984},{"$f":"MAX((D919-'Farm data entry'!$D$24)*'Farm data entry'!$D$23,0)*10*'Farm data entry'!$D$10","v":9.4999996959999997},{"$f":"AND(C919>='Farm data entry'!$E$15,Hydrology!C919<='Farm data entry'!$E$16)","v":true},9.4999996959999997,{"$f":"VLOOKUP($A919,ETo!$A$3:$N$10959,Hydrology!$D$1,FALSE)","v":2.0454935999999999},{"$f":"(H919*'Farm data entry'!$D$25)","v":1.4318455199999998},{"$f":"kc(C919,Kc!$E$9:$H$9,Kc!$I$9:$K$9)","v":0.67647058823529416},0.96860138117647043,{"$f":"K919*10*'Farm data entry'!$E$22","v":19.372027623529409},{"$f":"(L919*'Farm data entry'!$D$14)","v":2.9058041435294113},22.277831767058821,22.277831767058821,0,189.83517284855881,0,22.277831767058821,0,1052.7265336399737,0,22.277831767058821,0,2052.7265336399732,0]
["1988-07-05",1988,187,{"$f":"VLOOKUP($A920,Rainfall!$D$3:$Q$10959,Hydrology!$D$1,FALSE)","v":1.2000000096000001},{"$f":"MAX((D920-'Farm data entry'!$D$24)*'Farm data entry'!$D$23,0)*10*'Farm data entry'!$D$10","v":0},{"$f":"AND(C920>='Farm data entry'!$E$15,Hydrology!C920<='Farm data entry'!$E$16)","v":true},0,{"$f":"VLOOKUP($A920,ETo!$A$3:$N$10959,Hydrology!$D$1,FALSE)","v":3.081318},{"$f":"(H920*'Farm data entry'!$D$25)","v":2.1569225999999997},{"$f":"kc(C920,Kc!$E$9:$H$9,Kc!$I$9:$K$9)","v":0.67941176470588238},1.4654385899999998,{"$f":"K920*10*'Farm data entry'!$E$22","v":29.308771799999995},{"$f":"(L920*'Farm data entry'!$D$14)","v":4.3963157699999993},33.705087569999996,33.705087569999996,0,156.13008527855882,0,33.705087569999996,0,1019.0214460699736,0,33.705087569999996,0,2019.0214460699733,0]
["1988-07-06",1988,188,{"$f":"VLOOKUP($A921,Rainfall!$D$3:$Q$10959,Hydrology!$D$1,FALSE)","v":1.3999999392},{"$f":"MAX((D921-'Farm data entry'!$D$24)*'Farm data entry'!$D$23,0)*10*'Farm data entry'!$D$10","v":0},{"$f":"AND(C921>='Farm data entry'!$E$15,Hydrology!C921<='Farm data entry'!$E$16)","v":true},0,{"$f":"VLOOKUP($A921,ETo!$A$3:$N$10959,Hydrology!$D$1,FALSE)","v":2.4743330000000001},{"$f":"(H921*'Farm data entry'!$D$25)","v":1.7320331},{"$f":"kc(C921,Kc!$E$9:$H$9,Kc!$I$9:$K$9)","v":0.68235294117647061},1.1818578799999999,{"$f":"K921*10*'Farm data entry'!$E$22","v":23.637157599999998},{"$f":"(L921*'Farm data entry'!$D$14)","v":3.5455736399999997},27.182731239999999,27.182731239999999,0,128.94735403855881,0,27.182731239999999,0,991.8387148299737,0,27.182731239999999,0,1991.8387148299732,0]
["1988-07-07",1988,189,{"$f":"VLOOKUP($A922,Rainfall!$D$3:$Q$10959,Hydrology!$D$1,FALSE)","v":0.39999998880000004},{"$f":"MAX((D922-'Farm data entry'!$D$24)*'Farm data entry'!$D$23,0)*10*'Farm data entry'!$D$10","v":0},{"$f":"AND(C922>='Farm data entry'!$E$15,Hydrology!C922<='Farm data entry'!$E$16)","v":true},0,{"$f":"VLOOKUP($A922,ETo!$A$3:$N$10959,Hydrology!$D$1,FALSE)","v":3.1660309999999998},{"$f":"(H922*'Farm data entry'!$D$25)","v":2.2162216999999997},{"$f":"kc(C922,Kc!$E$9:$H$9,Kc!$I$9:$K$9)","v":0.68529411764705883},1.5187636944117646,{"$f":"K922*10*'Farm data entry'!$E$22","v":30.375273888235292},{"$f":"(L922*'Farm data entry'!$D$14)","v":4.5562910832352932},34.931564971470586,34.931564971470586,0,94.015789067088235,0,34.931564971470586,0,956.90714985850309,0,34.931564971470586,0,1956.9071498585026,0]
["1988-07-08",1988,190,{"$f":"VLOOKUP($A923,Rainfall!$D$3:$Q$10959,Hydrology!$D$1,FALSE)","v":1.5000000767999999},{"$f":"MAX((D923-'Farm data entry'!$D$24)*'Farm data entry'!$D$23,0)*10*'Farm data entry'!$D$10","v":0},{"$f":"AND(C923>='Farm data entry'!$E$15,Hydrology!C923<='Farm data entry'!$E$16)","v":true},0,{"$f":"VLOOKUP($A923,ETo!$A$3:$N$10959,Hydrology!$D$1,FALSE)","v":3.2602186},{"$f":"(H923*'Farm data entry'!$D$25)","v":2.28215302},{"$f":"kc(C923,Kc!$E$9:$H$9,Kc!$I$9:$K$9)","v":0.68823529411764706},1.5706582549411765,{"$f":"K923*10*'Farm data entry'!$E$22","v":31.41316509882353},{"$f":"(L923*'Farm data entry'!$D$14)","v":4.7119747648235295},36.125139863647057,36.125139863647057,0,57.890649203441178,0,36.125139863647057,0,920.78200999485603,0,36.125139863647057,0,1920.7820099948556,0]
["1988-07-09",1988,191,{"$f":"VLOOKUP($A924,Rainfall!$D$3:$Q$10959,Hydrology!$D$1,FALSE)","v":0},{"$f":"MAX((D924-'Farm data entry'!$D$24)*'Farm data entry'!$D$23,0)*10*'Farm data entry'!$D$10","v":0},{"$f":"AND(C924>='Farm data entry'!$E$15,Hydrology!C924<='Farm data entry'!$E$16)","v":true},0,{"$f":"VLOOKUP($A924,ETo!$A$3:$N$10959,Hydrology!$D$1,FALSE)","v":3.2373552000000001},{"$f":"(H924*'Farm data entry'!$D$25)","v":2.2661486399999999},{"$f":"kc(C924,Kc!$E$9:$H$9,Kc!$I$9:$K$9)","v":0.69117647058823528},1.5663086188235293,{"$f":"K924*10*'Farm data entry'!$E$22","v":31.326172376470588},{"$f":"(L924*'Farm data entry'!$D$14)","v":4.6989258564705878},36.025098232941176,36.025098232941176,0,21.865550970500003,0,36.025098232941176,0,884.75691176191481,0,36.025098232941176,0,1884.7569117619144,0]
["1988-07-10",1988,192,{"$f":"VLOOKUP($A925,Rainfall!$D$3:$Q$10959,Hydrology!$D$1,FALSE)","v":1.9999999872000001},{"$f":"MAX((D925-'Farm data entry'!$D$24)*'Farm data entry'!$D$23,0)*10*'Farm data entry'!$D$10","v":0},{"$f":"AND(C925>='Farm data entry'!$E$15,Hydrology!C925<='Farm data entry'!$E$16)","v":true},0,{"$f":"VLOOKUP($A925,ETo!$A$3:$N$10959,Hydrology!$D$1,FALSE)","v":1.7103972000000001},{"$f":"(H925*'Farm data entry'!$D$25)","v":1.19727804},{"$f":"kc(C925,Kc!$E$9:$H$9,Kc!$I$9:$K$9)","v":0.69411764705882351},0.831051816,{"$f":"K925*10*'Farm data entry'!$E$22","v":16.621036320000002},{"$f":"(L925*'Farm data entry'!$D$14)","v":2.493155448},19.114191768000001,19.114191768000001,0,2.7513592025000015,0,19.114191768000001,0,865.64271999391485,0,19.114191768000001,0,1865.6427199939144,0]
["1988-07-11",1988,193,{"$f":"VLOOKUP($A926,Rainfall!$D$3:$Q$10959,Hydrology!$D$1,FALSE)","v":0.39999998880000004},{"$f":"MAX((D926-'Farm data entry'!$D$24)*'Farm data entry'!$D$23,0)*10*'Farm data entry'!$D$10","v":0},{"$f":"AND(C926>='Farm data entry'!$E$15,Hydrology!C926<='Farm data entry'!$E$16)","v":true},0,{"$f":"VLOOKUP($A926,ETo!$A$3:$N$10959,Hydrology!$D$1,FALSE)","v":3.3969375999999998},{"$f":"(H926*'Farm data entry'!$D$25)","v":2.3778563199999998},{"$f":"kc(C926,Kc!$E$9:$H$9,Kc!$I$9:$K$9)","v":0.69705882352941173},1.6575057289411763,{"$f":"K926*10*'Farm data entry'!$E$22","v":33.150114578823526},{"$f":"(L926*'Farm data entry'!$D$14)","v":4.9725171868235289},38.122631765647057,2.7513592025000015,0,0,35.371272563147059,38.122631765647057,0,827.52008822826781,0,38.122631765647057,0,1827.5200882282672,0]
["1988-07-12",1988,194,{"$f":"VLOOKUP($A927,Rainfall!$D$3:$Q$10959,Hydrology!$D$1,FALSE)","v":1.7000000927999999},{"$f":"MAX((D927-'Farm data entry'!$D$24)*'Farm data entry'!$D$23,0)*10*'Farm data entry'!$D$10","v":0},{"$f":"AND(C927>='Farm data entry'!$E$15,Hydrology!C927<='Farm data entry'!$E$16)","v":true},0,{"$f":"VLOOKUP($A927,ETo!$A$3:$N$10959,Hydrology!$D$1,FALSE)","v":2.5382319999999998},{"$f":"(H927*'Farm data entry'!$D$25)","v":1.7767623999999997},{"$f":"kc(C927,Kc!$E$9:$H$9,Kc!$I$9:$K$9)","v":0.7},1.2437336799999998,{"$f":"K927*10*'Farm data entry'!$E$22","v":24.874673599999998},{"$f":"(L927*'Farm data entry'!$D$14)","v":3.7312010399999993},28.605874639999996,0,0,0,28.605874639999996,28.605874639999996,0,798.91421358826778,0,28.605874639999996,0,1798.9142135882673,0]
["1988-07-13",1988,195,{"$f":"VLOOKUP($A928,Rainfall!$D$3:$Q$10959,Hydrology!$D$1,FALSE)","v":1.3000000176000002},{"$f":"MAX((D928-'Farm data entry'!$D$24)*'Farm data entry'!$D$23,0)*10*'Farm data entry'!$D$10","v":0},{"$f":"AND(C928>='Farm data entry'!$E$15,Hydrology!C928<='Farm data entry'!$E$16)","v":true},0,{"$f":"VLOOKUP($A928,ETo!$A$3:$N$10959,Hydrology!$D$1,FALSE)","v":2.0599349},{"$f":"(H928*'Farm data entry'!$D$25)","v":1.44195443},{"$f":"kc(C928,Kc!$E$9:$H$9,Kc!$I$9:$K$9)","v":0.70294117647058818},1.0136091434411765,{"$f":"K928*10*'Farm data entry'!$E$22","v":20.272182868823528},{"$f":"(L928*'Farm data entry'!$D$14)","v":3.040827430323529},23.313010299147056,0,0,0,23.313010299147056,23.313010299147056,0,775.60120328912069,0,23.313010299147056,0,1775.6012032891203,0]
["1988-07-14",1988,196,{"$f":"VLOOKUP($A929,Rainfall!$D$3:$Q$10959,Hydrology!$D$1,FALSE)","v":1.2000000096000001},{"$f":"MAX((D929-'Farm data entry'!$D$24)*'Farm data entry'!$D$23,0)*10*'Farm data entry'!$D$10","v":0},{"$f":"AND(C929>='Farm data entry'!$E$15,Hydrology!C929<='Farm data entry'!$E$16)","v":true},0,{"$f":"VLOOKUP($A929,ETo!$A$3:$N$10959,Hydrology!$D$1,FALSE)","v":1.9218287000000001},{"$f":"(H929*'Farm data entry'!$D$25)","v":1.3452800899999999},{"$f":"kc(C929,Kc!$E$9:$H$9,Kc!$I$9:$K$9)","v":0.70588235294117641},0.94960947529411754,{"$f":"K929*10*'Farm data entry'!$E$22","v":18.992189505882351},{"$f":"(L929*'Farm data entry'!$D$14)","v":2.8488284258823526},21.841017931764704,0,0,0,21.841017931764704,21.841017931764704,0,753.76018535735602,0,21.841017931764704,0,1753.7601853573556,0]
["1988-07-15",1988,197,{"$f":"VLOOKUP($A930,Rainfall!$D$3:$Q$10959,Hydrology!$D$1,FALSE)","v":1.1000000448},{"$f":"MAX((D930-'Farm data entry'!$D$24)*'Farm data entry'!$D$23,0)*10*'Farm data entry'!$D$10","v":0},{"$f":"AND(C930>='Farm data entry'!$E$15,Hydrology!C930<='Farm data entry'!$E$16)","v":true},0,{"$f":"VLOOKUP($A930,ETo!$A$3:$N$10959,Hydrology!$D$1,FALSE)","v":2.5853640000000002},{"$f":"(H930*'Farm data entry'!$D$25)","v":1.8097548000000001},{"$f":"kc(C930,Kc!$E$9:$H$9,Kc!$I$9:$K$9)","v":0.70882352941176463},1.2827967847058823,{"$f":"K930*10*'Farm data entry'!$E$22","v":25.655935694117645},{"$f":"(L930*'Farm data entry'!$D$14)","v":3.8483903541176465},29.504326048235292,0,0,0,29.504326048235292,29.504326048235292,0,724.25585930912075,0,29.504326048235292,0,1724.2558593091203,0]
["1988-07-16",1988,198,{"$f":"VLOOKUP($A931,Rainfall!$D$3:$Q$10959,Hydrology!$D$1,FALSE)","v":10.600000416},{"$f":"MAX((D931-'Farm data entry'!$D$24)*'Farm data entry'!$D$23,0)*10*'Farm data entry'!$D$10","v":163.40000790400001},{"$f":"AND(C931>='Farm data entry'!$E$15,Hydrology!C931<='Farm data entry'!$E$16)","v":true},163.40000790400001,{"$f":"VLOOKUP($A931,ETo!$A$3:$N$10959,Hydrology!$D$1,FALSE)","v":2.4020195000000002},{"$f":"(H931*'Farm data entry'!$D$25)","v":1.6814136500000001},{"$f":"kc(C931,Kc!$E$9:$H$9,Kc!$I$9:$K$9)","v":0.71176470588235297},1.1967708920588236,{"$f":"K931*10*'Farm data entry'!$E$22","v":23.935417841176474},{"$f":"(L931*'Farm data entry'!$D$14)","v":3.5903126761764708},27.525730517352944,27.525730517352944,0,135.87427738664707,0,27.525730517352944,0,860.13013669576776,0,27.525730517352944,0,1860.1301366957673,0]
["1988-07-17",1988,199,{"$f":"VLOOKUP($A932,Rainfall!$D$3:$Q$10959,Hydrology!$D$1,FALSE)","v":0.19999999872000002},{"$f":"MAX((D932-'Farm data entry'!$D$24)*'Farm data entry'!$D$23,0)*10*'Farm data entry'!$D$10","v":0},{"$f":"AND(C932>='Farm data entry'!$E$15,Hydrology!C932<='Farm data entry'!$E$16)","v":true},0,{"$f":"VLOOKUP($A932,ETo!$A$3:$N$10959,Hydrology!$D$1,FALSE)","v":1.7022022000000001},{"$f":"(H932*'Farm data entry'!$D$25)","v":1.19154154},{"$f":"kc(C932,Kc!$E$9:$H$9,Kc!$I$9:$K$9)","v":0.71470588235294119},0.85160174770588237,{"$f":"K932*10*'Farm data entry'!$E$22","v":17.032034954117648},{"$f":"(L932*'Farm data entry'!$D$14)","v":2.5548052431176473},19.586840197235297,19.586840197235297,0,116.28743718941178,0,19.586840197235297,0,840.54329649853241,0,19.586840197235297,0,1840.5432964985321,0]
["1988-07-18",1988,200,{"$f":"VLOOKUP($A933,Rainfall!$D$3:$Q$10959,Hydrology!$D$1,FALSE)","v":0},{"$f":"MAX((D933-'Farm data entry'!$D$24)*'Farm data entry'!$D$23,0)*10*'Farm data entry'!$D$10","v":0},{"$f":"AND(C933>='Farm data entry'!$E$15,Hydrology!C933<='Farm data entry'!$E$16)","v":true},0,{"$f":"VLOOKUP($A933,ETo!$A$3:$N$10959,Hydrology!$D$1,FALSE)","v":3.6579497000000001},{"$f":"(H933*'Farm data entry'!$D$25)","v":2.5605647899999999},{"$f":"kc(C933,Kc!$E$9:$H$9,Kc!$I$9:$K$9)","v":0.71764705882352942},1.8375817904705882,{"$f":"K933*10*'Farm data entry'!$E$22","v":36.751635809411766},{"$f":"(L933*'Farm data entry'!$D$14)","v":5.5127453714117651},42.264381180823534,42.264381180823534,0,74.023056008588242,0,42.264381180823534,0,798.27891531770888,0,42.264381180823534,0,1798.2789153177087,0]
["1988-07-19",1988,201,{"$f":"VLOOKUP($A934,Rainfall!$D$3:$Q$10959,Hydrology!$D$1,FALSE)","v":0},{"$f":"MAX((D934-'Farm data entry'!$D$24)*'Farm data entry'!$D$23,0)*10*'Farm data entry'!$D$10","v":0},{"$f":"AND(C934>='Farm data entry'!$E$15,Hydrology!C934<='Farm data entry'!$E$16)","v":true},0,{"$f":"VLOOKUP($A934,ETo!$A$3:$N$10959,Hydrology!$D$1,FALSE)","v":2.9264605000000001},{"$f":"(H934*'Farm data entry'!$D$25)","v":2.0485223499999998},{"$f":"kc(C934,Kc!$E$9:$H$9,Kc!$I$9:$K$9)","v":0.72058823529411764},1.4761411051470588,{"$f":"K934*10*'Farm data entry'!$E$22","v":29.522822102941177},{"$f":"(L934*'Farm data entry'!$D$14)","v":4.4284233154411767},33.951245418382356,33.951245418382356,0,40.071810590205885,0,33.951245418382356,0,764.32766989932657,0,33.951245418382356,0,1764.3276698993263,0]
["1988-07-20",1988,202,{"$f":"VLOOKUP($A935,Rainfall!$D$3:$Q$10959,Hydrology!$D$1,FALSE)","v":9.9999999360000008E-2},{"$f":"MAX((D935-'Farm data entry'!$D$24)*'Farm data entry'!$D$23,0)*10*'Farm data entry'!$D$10","v":0},{"$f":"AND(C935>='Farm data entry'!$E$15,Hydrology!C935<='Farm data entry'!$E$16)","v":true},0,{"$f":"VLOOKUP($A935,ETo!$A$3:$N$10959,Hydrology!$D$1,FALSE)","v":1.6568750000000001},{"$f":"(H935*'Farm data entry'!$D$25)","v":1.1598124999999999},{"$f":"kc(C935,Kc!$E$9:$H$9,Kc!$I$9:$K$9)","v":0.72352941176470587},0.83915845588235283,{"$f":"K935*10*'Farm data entry'!$E$22","v":16.783169117647056},{"$f":"(L935*'Farm data entry'!$D$14)","v":2.5174753676470583},19.300644485294114,19.300644485294114,0,20.771166104911771,0,19.300644485294114,0,745.02702541403244,0,19.300644485294114,0,1745.0270254140323,0]
["1988-07-21",1988,203,{"$f":"VLOOKUP($A936,Rainfall!$D$3:$Q$10959,Hydrology!$D$1,FALSE)","v":5.5999995839999999},{"$f":"MAX((D936-'Farm data entry'!$D$24)*'Farm data entry'!$D$23,0)*10*'Farm data entry'!$D$10","v":68.399992095999991},{"$f":"AND(C936>='Farm data entry'!$E$15,Hydrology!C936<='Farm data entry'!$E$16)","v":true},68.399992095999991,{"$f":"VLOOKUP($A936,ETo!$A$3:$N$10959,Hydrology!$D$1,FALSE)","v":2.4614500000000001},{"$f":"(H936*'Farm data entry'!$D$25)","v":1.723015},{"$f":"kc(C936,Kc!$E$9:$H$9,Kc!$I$9:$K$9)","v":0.72647058823529409},1.2517197205882353,{"$f":"K936*10*'Farm data entry'!$E$22","v":25.034394411764708},{"$f":"(L936*'Farm data entry'!$D$14)","v":3.755159161764706},28.789553573529414,28.789553573529414,0,60.381604627382345,0,28.789553573529414,0,784.63746393650308,0,28.789553573529414,0,1784.6374639365029,0]
["1988-07-22",1988,204,{"$f":"VLOOKUP($A937,Rainfall!$D$3:$Q$10959,Hydrology!$D$1,FALSE)","v":5.9000002559999993},{"$f":"MAX((D937-'Farm data entry'!$D$24)*'Farm data entry'!$D$23,0)*10*'Farm data entry'!$D$10","v":74.100004863999985},{"$f":"AND(C937>='Farm data entry'!$E$15,Hydrology!C937<='Farm data entry'!$E$16)","v":true},74.100004863999985,{"$f":"VLOOKUP($A937,ETo!$A$3:$N$10959,Hydrology!$D$1,FALSE)","v":1.3946122000000001},{"$f":"(H937*'Farm data entry'!$D$25)","v":0.97622854000000003},{"$f":"kc(C937,Kc!$E$9:$H$9,Kc!$I$9:$K$9)","v":0.72941176470588232},0.71207258211764701,{"$f":"K937*10*'Farm data entry'!$E$22","v":14.24145164235294},{"$f":"(L937*'Farm data entry'!$D$14)","v":2.136217746352941},16.377669388705883,16.377669388705883,0,118.10394010267645,0,16.377669388705883,0,842.35979941179721,0,16.377669388705883,0,1842.359799411797,0]
["1988-07-23",1988,205,{"$f":"VLOOKUP($A938,Rainfall!$D$3:$Q$10959,Hydrology!$D$1,FALSE)","v":6.1999997184},{"$f":"MAX((D938-'Farm data entry'!$D$24)*'Farm data entry'!$D$23,0)*10*'Farm data entry'!$D$10","v":79.799994649599995},{"$f":"AND(C938>='Farm data entry'!$E$15,Hydrology!C938<='Farm data entry'!$E$16)","v":true},79.799994649599995,{"$f":"VLOOKUP($A938,ETo!$A$3:$N$10959,Hydrology!$D$1,FALSE)","v":0.90877859999999999},{"$f":"(H938*'Farm data entry'!$D$25)","v":0.63614501999999995},{"$f":"kc(C938,Kc!$E$9:$H$9,Kc!$I$9:$K$9)","v":0.73235294117647054},0.46588267641176462,{"$f":"K938*10*'Farm data entry'!$E$22","v":9.3176535282352919},{"$f":"(L938*'Farm data entry'!$D$14)","v":1.3976480292352937},10.715301557470585,10.715301557470585,0,187.18863319480585,0,10.715301557470585,0,911.44449250392654,0,10.715301557470585,0,1911.4444925039263,0]
["1988-07-24",1988,206,{"$f":"VLOOKUP($A939,Rainfall!$D$3:$Q$10959,Hydrology!$D$1,FALSE)","v":0.60000000480000004},{"$f":"MAX((D939-'Farm data entry'!$D$24)*'Farm data entry'!$D$23,0)*10*'Farm data entry'!$D$10","v":0},{"$f":"AND(C939>='Farm data entry'!$E$15,Hydrology!C939<='Farm data entry'!$E$16)","v":true},0,{"$f":"VLOOKUP($A939,ETo!$A$3:$N$10959,Hydrology!$D$1,FALSE)","v":3.3164132},{"$f":"(H939*'Farm data entry'!$D$25)","v":2.32148924},{"$f":"kc(C939,Kc!$E$9:$H$9,Kc!$I$9:$K$9)","v":0.73529411764705888},1.7069773823529413,{"$f":"K939*10*'Farm data entry'!$E$22","v":34.139547647058826},{"$f":"(L939*'Farm data entry'!$D$14)","v":5.1209321470588236},39.26047979411765,39.26047979411765,0,147.92815340068819,0,39.26047979411765,0,872.18401270980894,0,39.26047979411765,0,1872.1840127098087,0]
["1988-07-25",1988,207,{"$f":"VLOOKUP($A940,Rainfall!$D$3:$Q$10959,Hydrology!$D$1,FALSE)","v":1.1000000448},{"$f":"MAX((D940-'Farm data entry'!$D$24)*'Farm data entry'!$D$23,0)*10*'Farm data entry'!$D$10","v":0},{"$f":"AND(C940>='Farm data entry'!$E$15,Hydrology!C940<='Farm data entry'!$E$16)","v":true},0,{"$f":"VLOOKUP($A940,ETo!$A$3:$N$10959,Hydrology!$D$1,FALSE)","v":1.7908390000000001},{"$f":"(H940*'Farm data entry'!$D$25)","v":1.2535873},{"$f":"kc(C940,Kc!$E$9:$H$9,Kc!$I$9:$K$9)","v":0.7382352941176471},0.92544238911764709,{"$f":"K940*10*'Farm data entry'!$E$22","v":18.508847782352941},{"$f":"(L940*'Farm data entry'!$D$14)","v":2.776327167352941},21.285174949705883,21.285174949705883,0,126.6429784509823,0,21.285174949705883,0,850.89883776010311,0,21.285174949705883,0,1850.8988377601029,0]
["1988-07-26",1988,208,{"$f":"VLOOKUP($A941,Rainfall!$D$3:$Q$10959,Hydrology!$D$1,FALSE)","v":9.9999999360000008E-2},{"$f":"MAX((D941-'Farm data entry'!$D$24)*'Farm data entry'!$D$23,0)*10*'Farm data entry'!$D$10","v":0},{"$f":"AND(C941>='Farm data entry'!$E$15,Hydrology!C941<='Farm data entry'!$E$16)","v":true},0,{"$f":"VLOOKUP($A941,ETo!$A$3:$N$10959,Hydrology!$D$1,FALSE)","v":3.1121360999999998},{"$f":"(H941*'Farm data entry'!$D$25)","v":2.1784952699999995},{"$f":"kc(C941,Kc!$E$9:$H$9,Kc!$I$9:$K$9)","v":0.74117647058823533},1.6146494354117644,{"$f":"K941*10*'Farm data entry'!$E$22","v":32.292988708235285},{"$f":"(L941*'Farm data entry'!$D$14)","v":4.8439483062352924},37.136937014470575,37.136937014470575,0,89.506041436511723,0,37.136937014470575,0,813.76190074563249,0,37.136937014470575,0,1813.7619007456324,0]
["1988-07-27",1988,209,{"$f":"VLOOKUP($A942,Rainfall!$D$3:$Q$10959,Hydrology!$D$1,FALSE)","v":2.2000000032},{"$f":"MAX((D942-'Farm data entry'!$D$24)*'Farm data entry'!$D$23,0)*10*'Farm data entry'!$D$10","v":3.8000000607999995},{"$f":"AND(C942>='Farm data entry'!$E$15,Hydrology!C942<='Farm data entry'!$E$16)","v":true},3.8000000607999995,{"$f":"VLOOKUP($A942,ETo!$A$3:$N$10959,Hydrology!$D$1,FALSE)","v":2.7419007},{"$f":"(H942*'Farm data entry'!$D$25)","v":1.9193304899999999},{"$f":"kc(C942,Kc!$E$9:$H$9,Kc!$I$9:$K$9)","v":0.74411764705882355},1.4282076881470587,{"$f":"K942*10*'Farm data entry'!$E$22","v":28.564153762941174},{"$f":"(L942*'Farm data entry'!$D$14)","v":4.2846230644411758},32.848776827382352,32.848776827382352,0,60.457264669929373,0,32.848776827382352,0,784.71312397905012,0,32.848776827382352,0,1784.7131239790499,0]
["1988-07-28",1988,210,{"$f":"VLOOKUP($A943,Rainfall!$D$3:$Q$10959,Hydrology!$D$1,FALSE)","v":0.19999999872000002},{"$f":"MAX((D943-'Farm data entry'!$D$24)*'Farm data entry'!$D$23,0)*10*'Farm data entry'!$D$10","v":0},{"$f":"AND(C943>='Farm data entry'!$E$15,Hydrology!C943<='Farm data entry'!$E$16)","v":true},0,{"$f":"VLOOKUP($A943,ETo!$A$3:$N$10959,Hydrology!$D$1,FALSE)","v":0.93184800000000001},{"$f":"(H943*'Farm data entry'!$D$25)","v":0.65229359999999992},{"$f":"kc(C943,Kc!$E$9:$H$9,Kc!$I$9:$K$9)","v":0.74705882352941178},0.48730168941176466,{"$f":"K943*10*'Farm data entry'!$E$22","v":9.7460337882352928},{"$f":"(L943*'Farm data entry'!$D$14)","v":1.4619050682352939},11.207938856470587,11.207938856470587,0,49.249325813458782,0,11.207938856470587,0,773.50518512257952,0,11.207938856470587,0,1773.5051851225794,0]
["1988-07-29",1988,211,{"$f":"VLOOKUP($A944,Rainfall!$D$3:$Q$10959,Hydrology!$D$1,FALSE)","v":0.70000001280000002},{"$f":"MAX((D944-'Farm data entry'!$D$24)*'Farm data entry'!$D$23,0)*10*'Farm data entry'!$D$10","v":0},{"$f":"AND(C944>='Farm data entry'!$E$15,Hydrology!C944<='Farm data entry'!$E$16)","v":true},0,{"$f":"VLOOKUP($A944,ETo!$A$3:$N$10959,Hydrology!$D$1,FALSE)","v":3.5182232999999998},{"$f":"(H944*'Farm data entry'!$D$25)","v":2.4627563099999996},{"$f":"kc(C944,Kc!$E$9:$H$9,Kc!$I$9:$K$9)","v":0.75},1.8470672324999997,{"$f":"K944*10*'Farm data entry'!$E$22","v":36.941344649999991},{"$f":"(L944*'Farm data entry'!$D$14)","v":5.5412016974999982},42.482546347499991,42.482546347499991,0,6.7667794659587912,0,42.482546347499991,0,731.02263877507949,0,42.482546347499991,0,1731.0226387750795,0]
["1988-07-30",1988,212,{"$f":"VLOOKUP($A945,Rainfall!$D$3:$Q$10959,Hydrology!$D$1,FALSE)","v":0},{"$f":"MAX((D945-'Farm data entry'!$D$24)*'Farm data entry'!$D$23,0)*10*'Farm data entry'!$D$10","v":0},{"$f":"AND(C945>='Farm data entry'!$E$15,Hydrology!C945<='Farm data entry'!$E$16)","v":true},0,{"$f":"VLOOKUP($A945,ETo!$A$3:$N$10959,Hydrology!$D$1,FALSE)","v":2.8367874999999998},{"$f":"(H945*'Farm data entry'!$D$25)","v":1.9857512499999996},{"$f":"kc(C945,Kc!$E$9:$H$9,Kc!$I$9:$K$9)","v":0.75294117647058822},1.4951538823529409,{"$f":"K945*10*'Farm data entry'!$E$22","v":29.903077647058819},{"$f":"(L945*'Farm data entry'!$D$14)","v":4.4854616470588224},34.388539294117642,6.7667794659587912,0,0,27.621759828158851,34.388539294117642,0,696.63409948096182,0,34.388539294117642,0,1696.6340994809618,0]
["1988-07-31",1988,213,{"$f":"VLOOKUP($A946,Rainfall!$D$3:$Q$10959,Hydrology!$D$1,FALSE)","v":0},{"$f":"MAX((D946-'Farm data entry'!$D$24)*'Farm data entry'!$D$23,0)*10*'Farm data entry'!$D$10","v":0},{"$f":"AND(C946>='Farm data entry'!$E$15,Hydrology!C946<='Farm data entry'!$E$16)","v":true},0,{"$f":"VLOOKUP($A946,ETo!$A$3:$N$10959,Hydrology!$D$1,FALSE)","v":2.2072763000000002},{"$f":"(H946*'Farm data entry'!$D$25)","v":1.54509341},{"$f":"kc(C946,Kc!$E$9:$H$9,Kc!$I$9:$K$9)","v":0.75588235294117645},1.1679088422647059,{"$f":"K946*10*'Farm data entry'!$E$22","v":23.358176845294118},{"$f":"(L946*'Farm data entry'!$D$14)","v":3.5037265267941176},26.861903372088236,0,0,0,26.861903372088236,26.861903372088236,0,669.77219610887357,0,26.861903372088236,0,1669.7721961088737,0]
["1988-08-01",1988,214,{"$f":"VLOOKUP($A947,Rainfall!$D$3:$Q$10959,Hydrology!$D$1,FALSE)","v":0},{"$f":"MAX((D947-'Farm data entry'!$D$24)*'Farm data entry'!$D$23,0)*10*'Farm data entry'!$D$10","v":0},{"$f":"AND(C947>='Farm data entry'!$E$15,Hydrology!C947<='Farm data entry'!$E$16)","v":true},0,{"$f":"VLOOKUP($A947,ETo!$A$3:$N$10959,Hydrology!$D$1,FALSE)","v":1.9762884000000001},{"$f":"(H947*'Farm data entry'!$D$25)","v":1.3834018799999999},{"$f":"kc(C947,Kc!$E$9:$H$9,Kc!$I$9:$K$9)","v":0.75882352941176467},1.0497578971764705,{"$f":"K947*10*'Farm data entry'!$E$22","v":20.99515794352941},{"$f":"(L947*'Farm data entry'!$D$14)","v":3.1492736915294115},24.144431635058822,0,0,0,24.144431635058822,24.144431635058822,0,645.62776447381475,0,24.144431635058822,0,1645.6277644738148,0]
["1988-08-02",1988,215,{"$f":"VLOOKUP($A948,Rainfall!$D$3:$Q$10959,Hydrology!$D$1,FALSE)","v":0},{"$f":"MAX((D948-'Farm data entry'!$D$24)*'Farm data entry'!$D$23,0)*10*'Farm data entry'!$D$10","v":0},{"$f":"AND(C948>='Farm data entry'!$E$15,Hydrology!C948<='Farm data entry'!$E$16)","v":true},0,{"$f":"VLOOKUP($A948,ETo!$A$3:$N$10959,Hydrology!$D$1,FALSE)","v":1.4471635},{"$f":"(H948*'Farm data entry'!$D$25)","v":1.01301445},{"$f":"kc(C948,Kc!$E$9:$H$9,Kc!$I$9:$K$9)","v":0.7617647058823529},0.77167865455882345,{"$f":"K948*10*'Farm data entry'!$E$22","v":15.43357309117647},{"$f":"(L948*'Farm data entry'!$D$14)","v":2.3150359636764706},17.748609054852942,0,0,0,17.748609054852942,17.748609054852942,0,627.87915541896177,0,17.748609054852942,0,1627.8791554189618,0]
["1988-08-03",1988,216,{"$f":"VLOOKUP($A949,Rainfall!$D$3:$Q$10959,Hydrology!$D$1,FALSE)","v":0},{"$f":"MAX((D949-'Farm data entry'!$D$24)*'Farm data entry'!$D$23,0)*10*'Farm data entry'!$D$10","v":0},{"$f":"AND(C949>='Farm data entry'!$E$15,Hydrology!C949<='Farm data entry'!$E$16)","v":true},0,{"$f":"VLOOKUP($A949,ETo!$A$3:$N$10959,Hydrology!$D$1,FALSE)","v":2.7518099999999999},{"$f":"(H949*'Farm data entry'!$D$25)","v":1.9262669999999997},{"$f":"kc(C949,Kc!$E$9:$H$9,Kc!$I$9:$K$9)","v":0.76470588235294112},1.4730277058823527,{"$f":"K949*10*'Farm data entry'!$E$22","v":29.460554117647053},{"$f":"(L949*'Farm data entry'!$D$14)","v":4.419083117647058},33.879637235294112,0,0,0,33.879637235294112,33.879637235294112,0,593.99951818366765,0,33.879637235294112,0,1593.9995181836678,0]
["1988-08-04",1988,217,{"$f":"VLOOKUP($A950,Rainfall!$D$3:$Q$10959,Hydrology!$D$1,FALSE)","v":0},{"$f":"MAX((D950-'Farm data entry'!$D$24)*'Farm data entry'!$D$23,0)*10*'Farm data entry'!$D$10","v":0},{"$f":"AND(C950>='Farm data entry'!$E$15,Hydrology!C950<='Farm data entry'!$E$16)","v":true},0,{"$f":"VLOOKUP($A950,ETo!$A$3:$N$10959,Hydrology!$D$1,FALSE)","v":2.1429162000000002},{"$f":"(H950*'Farm data entry'!$D$25)","v":1.5000413400000001},{"$f":"kc(C950,Kc!$E$9:$H$9,Kc!$I$9:$K$9)","v":0.76764705882352935},1.1515023227647059,{"$f":"K950*10*'Farm data entry'!$E$22","v":23.030046455294119},{"$f":"(L950*'Farm data entry'!$D$14)","v":3.4545069682941176},26.484553423588238,0,0,0,26.484553423588238,26.484553423588238,0,567.51496476007947,0,26.484553423588238,0,1567.5149647600795,0]
["1988-08-05",1988,218,{"$f":"VLOOKUP($A951,Rainfall!$D$3:$Q$10959,Hydrology!$D$1,FALSE)","v":0},{"$f":"MAX((D951-'Farm data entry'!$D$24)*'Farm data entry'!$D$23,0)*10*'Farm data entry'!$D$10","v":0},{"$f":"AND(C951>='Farm data entry'!$E$15,Hydrology!C951<='Farm data entry'!$E$16)","v":true},0,{"$f":"VLOOKUP($A951,ETo!$A$3:$N$10959,Hydrology!$D$1,FALSE)","v":2.6950539999999998},{"$f":"(H951*'Farm data entry'!$D$25)","v":1.8865377999999997},{"$f":"kc(C951,Kc!$E$9:$H$9,Kc!$I$9:$K$9)","v":0.77058823529411757},1.4537438341176467,{"$f":"K951*10*'Farm data entry'!$E$22","v":29.074876682352937},{"$f":"(L951*'Farm data entry'!$D$14)","v":4.3612315023529407},33.43610818470588,0,0,0,33.43610818470588,33.43610818470588,0,534.07885657537361,0,33.43610818470588,0,1534.0788565753735,0]
["1988-08-06",1988,219,{"$f":"VLOOKUP($A952,Rainfall!$D$3:$Q$10959,Hydrology!$D$1,FALSE)","v":0},{"$f":"MAX((D952-'Farm data entry'!$D$24)*'Farm data entry'!$D$23,0)*10*'Farm data entry'!$D$10","v":0},{"$f":"AND(C952>='Farm data entry'!$E$15,Hydrology!C952<='Farm data entry'!$E$16)","v":true},0,{"$f":"VLOOKUP($A952,ETo!$A$3:$N$10959,Hydrology!$D$1,FALSE)","v":3.2128709999999998},{"$f":"(H952*'Farm data entry'!$D$25)","v":2.2490096999999998},{"$f":"kc(C952,Kc!$E$9:$H$9,Kc!$I$9:$K$9)","v":0.77352941176470591},1.7396751502941175,{"$f":"K952*10*'Farm data entry'!$E$22","v":34.79350300588235},{"$f":"(L952*'Farm data entry'!$D$14)","v":5.2190254508823521},40.012528456764699,0,0,0,40.012528456764699,40.012528456764699,0,494.06632811860891,0,40.012528456764699,0,1494.0663281186089,0]
["1988-08-07",1988,220,{"$f":"VLOOKUP($A953,Rainfall!$D$3:$Q$10959,Hydrology!$D$1,FALSE)","v":0},{"$f":"MAX((D953-'Farm data entry'!$D$24)*'Farm data entry'!$D$23,0)*10*'Farm data entry'!$D$10","v":0},{"$f":"AND(C953>='Farm data entry'!$E$15,Hydrology!C953<='Farm data entry'!$E$16)","v":true},0,{"$f":"VLOOKUP($A953,ETo!$A$3:$N$10959,Hydrology!$D$1,FALSE)","v":3.5583496000000001},{"$f":"(H953*'Farm data entry'!$D$25)","v":2.4908447200000001},{"$f":"kc(C953,Kc!$E$9:$H$9,Kc!$I$9:$K$9)","v":0.77647058823529413},1.9340676649411765,{"$f":"K953*10*'Farm data entry'!$E$22","v":38.681353298823531},{"$f":"(L953*'Farm data entry'!$D$14)","v":5.8022029948235296},44.483556293647062,0,0,0,44.483556293647062,44.483556293647062,0,449.58277182496187,0,44.483556293647062,0,1449.5827718249618,0]
["1988-08-08",1988,221,{"$f":"VLOOKUP($A954,Rainfall!$D$3:$Q$10959,Hydrology!$D$1,FALSE)","v":0},{"$f":"MAX((D954-'Farm data entry'!$D$24)*'Farm data entry'!$D$23,0)*10*'Farm data entry'!$D$10","v":0},{"$f":"AND(C954>='Farm data entry'!$E$15,Hydrology!C954<='Farm data entry'!$E$16)","v":true},0,{"$f":"VLOOKUP($A954,ETo!$A$3:$N$10959,Hydrology!$D$1,FALSE)","v":2.7055265999999998},{"$f":"(H954*'Farm data entry'!$D$25)","v":1.8938686199999997},{"$f":"kc(C954,Kc!$E$9:$H$9,Kc!$I$9:$K$9)","v":0.77941176470588236},1.4761034832352939,{"$f":"K954*10*'Farm data entry'!$E$22","v":29.522069664705878},{"$f":"(L954*'Farm data entry'!$D$14)","v":4.4283104497058812},33.950380114411757,0,0,0,33.950380114411757,33.950380114411757,0,415.63239171055011,0,33.950380114411757,0,1415.6323917105501,0]
["1988-08-09",1988,222,{"$f":"VLOOKUP($A955,Rainfall!$D$3:$Q$10959,Hydrology!$D$1,FALSE)","v":0},{"$f":"MAX((D955-'Farm data entry'!$D$24)*'Farm data entry'!$D$23,0)*10*'Farm data entry'!$D$10","v":0},{"$f":"AND(C955>='Farm data entry'!$E$15,Hydrology!C955<='Farm data entry'!$E$16)","v":true},0,{"$f":"VLOOKUP($A955,ETo!$A$3:$N$10959,Hydrology!$D$1,FALSE)","v":2.5850909},{"$f":"(H955*'Farm data entry'!$D$25)","v":1.8095636299999998},{"$f":"kc(C955,Kc!$E$9:$H$9,Kc!$I$9:$K$9)","v":0.78235294117647058},1.4157174281764704,{"$f":"K955*10*'Farm data entry'!$E$22","v":28.314348563529407},{"$f":"(L955*'Farm data entry'!$D$14)","v":4.2471522845294105},32.56150084805882,0,0,0,32.56150084805882,32.56150084805882,0,383.0708908624913,0,32.56150084805882,0,1383.0708908624913,0]
["1988-08-10",1988,223,{"$f":"VLOOKUP($A956,Rainfall!$D$3:$Q$10959,Hydrology!$D$1,FALSE)","v":0},{"$f":"MAX((D956-'Farm data entry'!$D$24)*'Farm data entry'!$D$23,0)*10*'Farm data entry'!$D$10","v":0},{"$f":"AND(C956>='Farm data entry'!$E$15,Hydrology!C956<='Farm data entry'!$E$16)","v":true},0,{"$f":"VLOOKUP($A956,ETo!$A$3:$N$10959,Hydrology!$D$1,FALSE)","v":2.0791240000000002},{"$f":"(H956*'Farm data entry'!$D$25)","v":1.4553868000000001},{"$f":"kc(C956,Kc!$E$9:$H$9,Kc!$I$9:$K$9)","v":0.78529411764705881},1.1429066929411764,{"$f":"K956*10*'Farm data entry'!$E$22","v":22.858133858823528},{"$f":"(L956*'Farm data entry'!$D$14)","v":3.4287200788235292},26.286853937647059,0,0,0,26.286853937647059,26.286853937647059,0,356.78403692484426,0,26.286853937647059,0,1356.7840369248443,0]
["1988-08-11",1988,224,{"$f":"VLOOKUP($A957,Rainfall!$D$3:$Q$10959,Hydrology!$D$1,FALSE)","v":0.30000000671999999},{"$f":"MAX((D957-'Farm data entry'!$D$24)*'Farm data entry'!$D$23,0)*10*'Farm data entry'!$D$10","v":0},{"$f":"AND(C957>='Farm data entry'!$E$15,Hydrology!C957<='Farm data entry'!$E$16)","v":true},0,{"$f":"VLOOKUP($A957,ETo!$A$3:$N$10959,Hydrology!$D$1,FALSE)","v":2.1525889999999999},{"$f":"(H957*'Farm data entry'!$D$25)","v":1.5068122999999998},{"$f":"kc(C957,Kc!$E$9:$H$9,Kc!$I$9:$K$9)","v":0.78823529411764703},1.187722636470588,{"$f":"K957*10*'Farm data entry'!$E$22","v":23.75445272941176},{"$f":"(L957*'Farm data entry'!$D$14)","v":3.5631679094117641},27.317620638823524,0,0,0,27.317620638823524,27.317620638823524,0,329.46641628602072,0,27.317620638823524,0,1329.4664162860208,0]
["1988-08-12",1988,225,{"$f":"VLOOKUP($A958,Rainfall!$D$3:$Q$10959,Hydrology!$D$1,FALSE)","v":9.9999999360000008E-2},{"$f":"MAX((D958-'Farm data entry'!$D$24)*'Farm data entry'!$D$23,0)*10*'Farm data entry'!$D$10","v":0},{"$f":"AND(C958>='Farm data entry'!$E$15,Hydrology!C958<='Farm data entry'!$E$16)","v":true},0,{"$f":"VLOOKUP($A958,ETo!$A$3:$N$10959,Hydrology!$D$1,FALSE)","v":2.4631132999999998},{"$f":"(H958*'Farm data entry'!$D$25)","v":1.7241793099999998},{"$f":"kc(C958,Kc!$E$9:$H$9,Kc!$I$9:$K$9)","v":0.79117647058823526},1.3641301011470586,{"$f":"K958*10*'Farm data entry'!$E$22","v":27.28260202294117},{"$f":"(L958*'Farm data entry'!$D$14)","v":4.0923903034411753},31.374992326382344,0,0,0,31.374992326382344,31.374992326382344,0,298.09142395963835,0,31.374992326382344,0,1298.0914239596384,0]
["1988-08-13",1988,226,{"$f":"VLOOKUP($A959,Rainfall!$D$3:$Q$10959,Hydrology!$D$1,FALSE)","v":0},{"$f":"MAX((D959-'Farm data entry'!$D$24)*'Farm data entry'!$D$23,0)*10*'Farm data entry'!$D$10","v":0},{"$f":"AND(C959>='Farm data entry'!$E$15,Hydrology!C959<='Farm data entry'!$E$16)","v":true},0,{"$f":"VLOOKUP($A959,ETo!$A$3:$N$10959,Hydrology!$D$1,FALSE)","v":1.9762542999999999},{"$f":"(H959*'Farm data entry'!$D$25)","v":1.3833780099999999},{"$f":"kc(C959,Kc!$E$9:$H$9,Kc!$I$9:$K$9)","v":0.79411764705882348},1.0985648902941176,{"$f":"K959*10*'Farm data entry'!$E$22","v":21.971297805882351},{"$f":"(L959*'Farm data entry'!$D$14)","v":3.2956946708823525},25.266992476764703,0,0,0,25.266992476764703,25.266992476764703,0,272.82443148287365,0,25.266992476764703,0,1272.8244314828737,0]
["1988-08-14",1988,227,{"$f":"VLOOKUP($A960,Rainfall!$D$3:$Q$10959,Hydrology!$D$1,FALSE)","v":0},{"$f":"MAX((D960-'Farm data entry'!$D$24)*'Farm data entry'!$D$23,0)*10*'Farm data entry'!$D$10","v":0},{"$f":"AND(C960>='Farm data entry'!$E$15,Hydrology!C960<='Farm data entry'!$E$16)","v":true},0,{"$f":"VLOOKUP($A960,ETo!$A$3:$N$10959,Hydrology!$D$1,FALSE)","v":3.0609107},{"$f":"(H960*'Farm data entry'!$D$25)","v":2.1426374899999998},{"$f":"kc(C960,Kc!$E$9:$H$9,Kc!$I$9:$K$9)","v":0.79705882352941171},1.7078081170294115,{"$f":"K960*10*'Farm data entry'!$E$22","v":34.156162340588232},{"$f":"(L960*'Farm data entry'!$D$14)","v":5.1234243510882349},39.279586691676464,0,0,0,39.279586691676464,39.279586691676464,0,233.54484479119719,0,39.279586691676464,0,1233.5448447911972,0]
["1988-08-15",1988,228,{"$f":"VLOOKUP($A961,Rainfall!$D$3:$Q$10959,Hydrology!$D$1,FALSE)","v":0},{"$f":"MAX((D961-'Farm data entry'!$D$24)*'Farm data entry'!$D$23,0)*10*'Farm data entry'!$D$10","v":0},{"$f":"AND(C961>='Farm data entry'!$E$15,Hydrology!C961<='Farm data entry'!$E$16)","v":true},0,{"$f":"VLOOKUP($A961,ETo!$A$3:$N$10959,Hydrology!$D$1,FALSE)","v":3.0118665999999998},{"$f":"(H961*'Farm data entry'!$D$25)","v":2.1083066199999996},{"$f":"kc(C961,Kc!$E$9:$H$9,Kc!$I$9:$K$9)","v":0.79999999999999993},1.6866452959999996,{"$f":"K961*10*'Farm data entry'!$E$22","v":33.732905919999993},{"$f":"(L961*'Farm data entry'!$D$14)","v":5.0599358879999992},38.792841807999991,0,0,0,38.792841807999991,38.792841807999991,0,194.7520029831972,0,38.792841807999991,0,1194.7520029831971,0]
["1988-08-16",1988,229,{"$f":"VLOOKUP($A962,Rainfall!$D$3:$Q$10959,Hydrology!$D$1,FALSE)","v":0},{"$f":"MAX((D962-'Farm data entry'!$D$24)*'Farm data entry'!$D$23,0)*10*'Farm data entry'!$D$10","v":0},{"$f":"AND(C962>='Farm data entry'!$E$15,Hydrology!C962<='Farm data entry'!$E$16)","v":true},0,{"$f":"VLOOKUP($A962,ETo!$A$3:$N$10959,Hydrology!$D$1,FALSE)","v":3.0584228000000002},{"$f":"(H962*'Farm data entry'!$D$25)","v":2.1408959599999999},{"$f":"kc(C962,Kc!$E$9:$H$9,Kc!$I$9:$K$9)","v":0.80294117647058827},1.7190135208235295,{"$f":"K962*10*'Farm data entry'!$E$22","v":34.380270416470594},{"$f":"(L962*'Farm data entry'!$D$14)","v":5.1570405624705886},39.537310978941186,0,0,0,39.537310978941186,39.537310978941186,0,155.21469200425602,0,39.537310978941186,0,1155.214692004256,0]
["1988-08-17",1988,230,{"$f":"VLOOKUP($A963,Rainfall!$D$3:$Q$10959,Hydrology!$D$1,FALSE)","v":0},{"$f":"MAX((D963-'Farm data entry'!$D$24)*'Farm data entry'!$D$23,0)*10*'Farm data entry'!$D$10","v":0},{"$f":"AND(C963>='Farm data entry'!$E$15,Hydrology!C963<='Farm data entry'!$E$16)","v":true},0,{"$f":"VLOOKUP($A963,ETo!$A$3:$N$10959,Hydrology!$D$1,FALSE)","v":3.3442454000000001},{"$f":"(H963*'Farm data entry'!$D$25)","v":2.3409717799999998},{"$f":"kc(C963,Kc!$E$9:$H$9,Kc!$I$9:$K$9)","v":0.80588235294117649},1.886547846235294,{"$f":"K963*10*'Farm data entry'!$E$22","v":37.730956924705879},{"$f":"(L963*'Farm data entry'!$D$14)","v":5.6596435387058817},43.390600463411758,0,0,0,43.390600463411758,43.390600463411758,0,111.82409154084426,0,43.390600463411758,0,1111.8240915408442,0]
["1988-08-18",1988,{"$f":"A964-DATE(YEAR(A964)-1,12,31)","v":231},{"$f":"VLOOKUP($A964,Rainfall!$D$3:$Q$10959,Hydrology!$D$1,FALSE)","v":9.5999999039999988},{"$f":"MAX((D964-'Farm data entry'!$D$24)*'Farm data entry'!$D$23,0)*10*'Farm data entry'!$D$10","v":144.39999817599997},{"$f":"AND(C964>='Farm data entry'!$E$15,Hydrology!C964<='Farm data entry'!$E$16)","v":true},{"$f":"E964*F964","v":144.39999817599997},{"$f":"VLOOKUP($A964,ETo!$A$3:$N$10959,Hydrology!$D$1,FALSE)","v":3.0447115999999999},{"$f":"(H964*'Farm data entry'!$D$25)","v":2.1312981199999999},{"$f":"kc(C964,Kc!$E$9:$H$9,Kc!$I$9:$K$9)","v":0.80882352941176472},{"$f":"(J964*I964)","v":1.7238440676470588},{"$f":"K964*10*'Farm data entry'!$E$22","v":34.476881352941177},{"$f":"(L964*'Farm data entry'!$D$14)","v":5.1715322029411768},39.648413555882357,{"$f":"MIN($N964,Q963+$G964)","v":39.648413555882357},{"$f":"MAX(Q963+$G964-$N964-P$1,0)","v":0},{"$f":"MIN(Q963-O964+$G964,P$1)","v":104.75158462011761},0,39.648413555882357,0,216.57567616096188,0,39.648413555882357,0,1216.5756761609618,0]
["1988-08-19",{"$f":"YEAR(A965)","v":1988},232,{"$f":"VLOOKUP($A965,Rainfall!$D$3:$Q$10959,Hydrology!$D$1,FALSE)","v":9.9999999360000008E-2},{"$f":"MAX((D965-'Farm data entry'!$D$24)*'Farm data entry'!$D$23,0)*10*'Farm data entry'!$D$10","v":0},{"$f":"AND(C965>='Farm data entry'!$E$15,Hydrology!C965<='Farm data entry'!$E$16)","v":true},0,{"$f":"VLOOKUP($A965,ETo!$A$3:$N$10959,Hydrology!$D$1,FALSE)","v":2.9505075999999999},{"$f":"(H965*'Farm data entry'!$D$25)","v":2.0653553199999997},{"$f":"kc(C965,Kc!$E$9:$H$9,Kc!$I$9:$K$9)","v":0.81176470588235294},1.6765825538823527,{"$f":"K965*10*'Farm data entry'!$E$22","v":33.531651077647055},{"$f":"(L965*'Farm data entry'!$D$14)","v":5.0297476616470584},{"$f":"SUM(L965:M965)","v":38.561398739294113},38.561398739294113,0,66.190185880823492,{"$f":"$N965-O965","v":0},{"$f":"MIN($N965,U964+$G965)","v":38.561398739294113},{"$f":"MAX(U964+$G965-$N965-T$1,0)","v":0},{"$f":"MIN(U964-S965+$G965,T$1)","v":178.01427742166777},{"$f":"$N965-S965","v":0},{"$f":"MIN($N965,Y964+$G965)","v":38.561398739294113},{"$f":"MAX(Y964+$G965-$N965-X$1,0)","v":0},{"$f":"MIN(Y964-W965+$G965,X$1)","v":1178.0142774216677},{"$f":"$N965-W965","v":0}]
["1988-08-20",1988,233,{"$f":"VLOOKUP($A966,Rainfall!$D$3:$Q$10959,Hydrology!$D$1,FALSE)","v":0.70000001280000002},{"$f":"MAX((D966-'Farm data entry'!$D$24)*'Farm data entry'!$D$23,0)*10*'Farm data entry'!$D$10","v":0},{"$f":"AND(C966>='Farm data entry'!$E$15,Hydrology!C966<='Farm data entry'!$E$16)","v":true},0,{"$f":"VLOOKUP($A966,ETo!$A$3:$N$10959,Hydrology!$D$1,FALSE)","v":2.7111100000000001},{"$f":"(H966*'Farm data entry'!$D$25)","v":1.897777},{"$f":"kc(C966,Kc!$E$9:$H$9,Kc!$I$9:$K$9)","v":0.81470588235294117},1.5461300852941178,{"$f":"K966*10*'Farm data entry'!$E$22","v":30.922601705882357},{"$f":"(L966*'Farm data entry'!$D$14)","v":4.6383902558823538},35.560991961764714,35.560991961764714,0,30.629193919058778,0,35.560991961764714,0,142.45328545990304,0,35.560991961764714,0,1142.4532854599029,0]
["1988-08-21",1988,234,{"$f":"VLOOKUP($A967,Rainfall!$D$3:$Q$10959,Hydrology!$D$1,FALSE)","v":0.19999999872000002},{"$f":"MAX((D967-'Farm data entry'!$D$24)*'Farm data entry'!$D$23,0)*10*'Farm data entry'!$D$10","v":0},{"$f":"AND(C967>='Farm data entry'!$E$15,Hydrology!C967<='Farm data entry'!$E$16)","v":true},0,{"$f":"VLOOKUP($A967,ETo!$A$3:$N$10959,Hydrology!$D$1,FALSE)","v":1.4067377000000001},{"$f":"(H967*'Farm data entry'!$D$25)","v":0.98471639},{"$f":"kc(C967,Kc!$E$9:$H$9,Kc!$I$9:$K$9)","v":0.81764705882352939},0.80515046005882351,{"$f":"K967*10*'Farm data entry'!$E$22","v":16.103009201176469},{"$f":"(L967*'Farm data entry'!$D$14)","v":2.4154513801764703},18.51846058135294,18.51846058135294,0,12.110733337705838,0,18.51846058135294,0,123.9348248785501,0,18.51846058135294,0,1123.93482487855,0]
["1988-08-22",1988,235,{"$f":"VLOOKUP($A968,Rainfall!$D$3:$Q$10959,Hydrology!$D$1,FALSE)","v":0},{"$f":"MAX((D968-'Farm data entry'!$D$24)*'Farm data entry'!$D$23,0)*10*'Farm data entry'!$D$10","v":0},{"$f":"AND(C968>='Farm data entry'!$E$15,Hydrology!C968<='Farm data entry'!$E$16)","v":true},0,{"$f":"VLOOKUP($A968,ETo!$A$3:$N$10959,Hydrology!$D$1,FALSE)","v":2.2925794000000002},{"$f":"(H968*'Farm data entry'!$D$25)","v":1.6048055800000001},{"$f":"kc(C968,Kc!$E$9:$H$9,Kc!$I$9:$K$9)","v":0.82058823529411762},1.3168845788823529,{"$f":"K968*10*'Farm data entry'!$E$22","v":26.337691577647057},{"$f":"(L968*'Farm data entry'!$D$14)","v":3.9506537366470584},30.288345314294116,12.110733337705838,0,0,18.177611976588278,30.288345314294116,0,93.646479564255984,0,30.288345314294116,0,1093.646479564256,0]
["1988-08-23",1988,236,{"$f":"VLOOKUP($A969,Rainfall!$D$3:$Q$10959,Hydrology!$D$1,FALSE)","v":0},{"$f":"MAX((D969-'Farm data entry'!$D$24)*'Farm data entry'!$D$23,0)*10*'Farm data entry'!$D$10","v":0},{"$f":"AND(C969>='Farm data entry'!$E$15,Hydrology!C969<='Farm data entry'!$E$16)","v":true},0,{"$f":"VLOOKUP($A969,ETo!$A$3:$N$10959,Hydrology!$D$1,FALSE)","v":1.7513472000000001},{"$f":"(H969*'Farm data entry'!$D$25)","v":1.22594304},{"$f":"kc(C969,Kc!$E$9:$H$9,Kc!$I$9:$K$9)","v":0.82352941176470584},1.0096001505882353,{"$f":"K969*10*'Farm data entry'!$E$22","v":20.192003011764704},{"$f":"(L969*'Farm data entry'!$D$14)","v":3.0288004517647056},23.22080346352941,0,0,0,23.22080346352941,23.22080346352941,0,70.425676100726577,0,23.22080346352941,0,1070.4256761007266,0]
["1988-08-24",1988,237,{"$f":"VLOOKUP($A970,Rainfall!$D$3:$Q$10959,Hydrology!$D$1,FALSE)","v":1.1000000448},{"$f":"MAX((D970-'Farm data entry'!$D$24)*'Farm data entry'!$D$23,0)*10*'Farm data entry'!$D$10","v":0},{"$f":"AND(C970>='Farm data entry'!$E$15,Hydrology!C970<='Farm data entry'!$E$16)","v":true},0,{"$f":"VLOOKUP($A970,ETo!$A$3:$N$10959,Hydrology!$D$1,FALSE)","v":2.0486993999999998},{"$f":"(H970*'Farm data entry'!$D$25)","v":1.4340895799999998},{"$f":"kc(C970,Kc!$E$9:$H$9,Kc!$I$9:$K$9)","v":0.82647058823529407},1.1852328587647056,{"$f":"K970*10*'Farm data entry'!$E$22","v":23.704657175294113},{"$f":"(L970*'Farm data entry'!$D$14)","v":3.5556985762941169},27.260355751588229,0,0,0,27.260355751588229,27.260355751588229,0,43.165320349138348,0,27.260355751588229,0,1043.1653203491385,0]
["1988-08-25",1988,238,{"$f":"VLOOKUP($A971,Rainfall!$D$3:$Q$10959,Hydrology!$D$1,FALSE)","v":0},{"$f":"MAX((D971-'Farm data entry'!$D$24)*'Farm data entry'!$D$23,0)*10*'Farm data entry'!$D$10","v":0},{"$f":"AND(C971>='Farm data entry'!$E$15,Hydrology!C971<='Farm data entry'!$E$16)","v":true},0,{"$f":"VLOOKUP($A971,ETo!$A$3:$N$10959,Hydrology!$D$1,FALSE)","v":2.4067007999999999},{"$f":"(H971*'Farm data entry'!$D$25)","v":1.6846905599999997},{"$f":"kc(C971,Kc!$E$9:$H$9,Kc!$I$9:$K$9)","v":0.82941176470588229},1.3973021703529409,{"$f":"K971*10*'Farm data entry'!$E$22","v":27.946043407058816},{"$f":"(L971*'Farm data entry'!$D$14)","v":4.1919065110588223},32.137949918117641,0,0,0,32.137949918117641,32.137949918117641,0,11.027370431020707,0,32.137949918117641,0,1011.0273704310208,0]
["1988-08-26",1988,239,{"$f":"VLOOKUP($A972,Rainfall!$D$3:$Q$10959,Hydrology!$D$1,FALSE)","v":0.19999999872000002},{"$f":"MAX((D972-'Farm data entry'!$D$24)*'Farm data entry'!$D$23,0)*10*'Farm data entry'!$D$10","v":0},{"$f":"AND(C972>='Farm data entry'!$E$15,Hydrology!C972<='Farm data entry'!$E$16)","v":true},0,{"$f":"VLOOKUP($A972,ETo!$A$3:$N$10959,Hydrology!$D$1,FALSE)","v":1.6948163999999999},{"$f":"(H972*'Farm data entry'!$D$25)","v":1.1863714799999998},{"$f":"kc(C972,Kc!$E$9:$H$9,Kc!$I$9:$K$9)","v":0.83235294117647052},0.9874797907058821,{"$f":"K972*10*'Farm data entry'!$E$22","v":19.74959581411764},{"$f":"(L972*'Farm data entry'!$D$14)","v":2.9624393721176459},22.712035186235287,0,0,0,22.712035186235287,11.027370431020707,0,0,11.68466475521458,22.712035186235287,0,988.3153352447855,0]
["1988-08-27",1988,240,{"$f":"VLOOKUP($A973,Rainfall!$D$3:$Q$10959,Hydrology!$D$1,FALSE)","v":0},{"$f":"MAX((D973-'Farm data entry'!$D$24)*'Farm data entry'!$D$23,0)*10*'Farm data entry'!$D$10","v":0},{"$f":"AND(C973>='Farm data entry'!$E$15,Hydrology!C973<='Farm data entry'!$E$16)","v":true},0,{"$f":"VLOOKUP($A973,ETo!$A$3:$N$10959,Hydrology!$D$1,FALSE)","v":1.0115521000000001},{"$f":"(H973*'Farm data entry'!$D$25)","v":0.70808647000000002},{"$f":"kc(C973,Kc!$E$9:$H$9,Kc!$I$9:$K$9)","v":0.83529411764705885},0.59146046317647061,{"$f":"K973*10*'Farm data entry'!$E$22","v":11.829209263529412},{"$f":"(L973*'Farm data entry'!$D$14)","v":1.7743813895294118},13.603590653058824,0,0,0,13.603590653058824,0,0,0,13.603590653058824,13.603590653058824,0,974.71174459172664,0]
["1988-08-28",1988,241,{"$f":"VLOOKUP($A974,Rainfall!$D$3:$Q$10959,Hydrology!$D$1,FALSE)","v":0.60000000480000004},{"$f":"MAX((D974-'Farm data entry'!$D$24)*'Farm data entry'!$D$23,0)*10*'Farm data entry'!$D$10","v":0},{"$f":"AND(C974>='Farm data entry'!$E$15,Hydrology!C974<='Farm data entry'!$E$16)","v":true},0,{"$f":"VLOOKUP($A974,ETo!$A$3:$N$10959,Hydrology!$D$1,FALSE)","v":1.1183784999999999},{"$f":"(H974*'Farm data entry'!$D$25)","v":0.78286494999999989},{"$f":"kc(C974,Kc!$E$9:$H$9,Kc!$I$9:$K$9)","v":0.83823529411764708},0.656225031617647,{"$f":"K974*10*'Farm data entry'!$E$22","v":13.124500632352941},{"$f":"(L974*'Farm data entry'!$D$14)","v":1.968675094852941},15.093175727205882,0,0,0,15.093175727205882,0,0,0,15.093175727205882,15.093175727205882,0,959.61856886452074,0]
["1988-08-29",1988,242,{"$f":"VLOOKUP($A975,Rainfall!$D$3:$Q$10959,Hydrology!$D$1,FALSE)","v":0.19999999872000002},{"$f":"MAX((D975-'Farm data entry'!$D$24)*'Farm data entry'!$D$23,0)*10*'Farm data entry'!$D$10","v":0},{"$f":"AND(C975>='Farm data entry'!$E$15,Hydrology!C975<='Farm data entry'!$E$16)","v":true},0,{"$f":"VLOOKUP($A975,ETo!$A$3:$N$10959,Hydrology!$D$1,FALSE)","v":2.4509802000000001},{"$f":"(H975*'Farm data entry'!$D$25)","v":1.7156861399999999},{"$f":"kc(C975,Kc!$E$9:$H$9,Kc!$I$9:$K$9)","v":0.8411764705882353},1.4431948118823528,{"$f":"K975*10*'Farm data entry'!$E$22","v":28.863896237647054},{"$f":"(L975*'Farm data entry'!$D$14)","v":4.3295844356470576},33.193480673294111,0,0,0,33.193480673294111,0,0,0,33.193480673294111,33.193480673294111,0,926.42508819122668,0]
["1988-08-30",1988,243,{"$f":"VLOOKUP($A976,Rainfall!$D$3:$Q$10959,Hydrology!$D$1,FALSE)","v":1.1000000448},{"$f":"MAX((D976-'Farm data entry'!$D$24)*'Farm data entry'!$D$23,0)*10*'Farm data entry'!$D$10","v":0},{"$f":"AND(C976>='Farm data entry'!$E$15,Hydrology!C976<='Farm data entry'!$E$16)","v":true},0,{"$f":"VLOOKUP($A976,ETo!$A$3:$N$10959,Hydrology!$D$1,FALSE)","v":2.1129891999999999},{"$f":"(H976*'Farm data entry'!$D$25)","v":1.4790924399999998},{"$f":"kc(C976,Kc!$E$9:$H$9,Kc!$I$9:$K$9)","v":0.84411764705882353},1.2485280302352939,{"$f":"K976*10*'Farm data entry'!$E$22","v":24.970560604705877},{"$f":"(L976*'Farm data entry'!$D$14)","v":3.7455840907058815},28.71614469541176,0,0,0,28.71614469541176,0,0,0,28.71614469541176,28.71614469541176,0,897.70894349581488,0]
["1988-08-31",1988,244,{"$f":"VLOOKUP($A977,Rainfall!$D$3:$Q$10959,Hydrology!$D$1,FALSE)","v":14.899999680000001},{"$f":"MAX((D977-'Farm data entry'!$D$24)*'Farm data entry'!$D$23,0)*10*'Farm data entry'!$D$10","v":245.09999392},{"$f":"AND(C977>='Farm data entry'!$E$15,Hydrology!C977<='Farm data entry'!$E$16)","v":true},245.09999392,{"$f":"VLOOKUP($A977,ETo!$A$3:$N$10959,Hydrology!$D$1,FALSE)","v":2.0407015999999998},{"$f":"(H977*'Farm data entry'!$D$25)","v":1.4284911199999997},{"$f":"kc(C977,Kc!$E$9:$H$9,Kc!$I$9:$K$9)","v":0.84705882352941175},1.2100160075294115,{"$f":"K977*10*'Farm data entry'!$E$22","v":24.200320150588229},{"$f":"(L977*'Farm data entry'!$D$14)","v":3.6300480225882343},27.830368173176463,27.830368173176463,0,217.26962574682355,0,27.830368173176463,0,217.26962574682355,0,27.830368173176463,0,1114.9785692426385,0]
["1988-09-01",1988,245,{"$f":"VLOOKUP($A978,Rainfall!$D$3:$Q$10959,Hydrology!$D$1,FALSE)","v":9.7000001279999992},{"$f":"MAX((D978-'Farm data entry'!$D$24)*'Farm data entry'!$D$23,0)*10*'Farm data entry'!$D$10","v":146.30000243199999},{"$f":"AND(C978>='Farm data entry'!$E$15,Hydrology!C978<='Farm data entry'!$E$16)","v":true},146.30000243199999,{"$f":"VLOOKUP($A978,ETo!$A$3:$N$10959,Hydrology!$D$1,FALSE)","v":0.93940699999999999},{"$f":"(H978*'Farm data entry'!$D$25)","v":0.65758489999999992},{"$f":"kc(C978,Kc!$E$9:$H$9,Kc!$I$9:$K$9)","v":0.85},0.55894716499999997,{"$f":"K978*10*'Farm data entry'!$E$22","v":11.1789433},{"$f":"(L978*'Farm data entry'!$D$14)","v":1.6768414949999999},12.855784795,12.855784795,0,350.71384338382353,0,12.855784795,0,350.71384338382353,0,12.855784795,0,1248.4227868796384,0]
["1988-09-02",1988,246,{"$f":"VLOOKUP($A979,Rainfall!$D$3:$Q$10959,Hydrology!$D$1,FALSE)","v":1.5000000767999999},{"$f":"MAX((D979-'Farm data entry'!$D$24)*'Farm data entry'!$D$23,0)*10*'Farm data entry'!$D$10","v":0},{"$f":"AND(C979>='Farm data entry'!$E$15,Hydrology!C979<='Farm data entry'!$E$16)","v":true},0,{"$f":"VLOOKUP($A979,ETo!$A$3:$N$10959,Hydrology!$D$1,FALSE)","v":3.0179608},{"$f":"(H979*'Farm data entry'!$D$25)","v":2.1125725599999998},{"$f":"kc(C979,Kc!$E$9:$H$9,Kc!$I$9:$K$9)","v":0.85},1.7956866759999999,{"$f":"K979*10*'Farm data entry'!$E$22","v":35.913733519999994},{"$f":"(L979*'Farm data entry'!$D$14)","v":5.3870600279999987},41.300793547999994,41.300793547999994,0,309.41304983582353,0,41.300793547999994,0,309.41304983582353,0,41.300793547999994,0,1207.1219933316384,0]
["1988-09-03",1988,247,{"$f":"VLOOKUP($A980,Rainfall!$D$3:$Q$10959,Hydrology!$D$1,FALSE)","v":9.9999999360000008E-2},{"$f":"MAX((D980-'Farm data entry'!$D$24)*'Farm data entry'!$D$23,0)*10*'Farm data entry'!$D$10","v":0},{"$f":"AND(C980>='Farm data entry'!$E$15,Hydrology!C980<='Farm data entry'!$E$16)","v":true},0,{"$f":"VLOOKUP($A980,ETo!$A$3:$N$10959,Hydrology!$D$1,FALSE)","v":1.7043473},{"$f":"(H980*'Farm data entry'!$D$25)","v":1.1930431099999999},{"$f":"kc(C980,Kc!$E$9:$H$9,Kc!$I$9:$K$9)","v":0.85},1.0140866434999998,{"$f":"K980*10*'Farm data entry'!$E$22","v":20.281732869999995},{"$f":"(L980*'Farm data entry'!$D$14)","v":3.0422599304999993},23.323992800499994,23.323992800499994,0,286.08905703532355,0,23.323992800499994,0,286.08905703532355,0,23.323992800499994,0,1183.7980005311383,0]
["1988-09-04",1988,248,{"$f":"VLOOKUP($A981,Rainfall!$D$3:$Q$10959,Hydrology!$D$1,FALSE)","v":0.60000000480000004},{"$f":"MAX((D981-'Farm data entry'!$D$24)*'Farm data entry'!$D$23,0)*10*'Farm data entry'!$D$10","v":0},{"$f":"AND(C981>='Farm data entry'!$E$15,Hydrology!C981<='Farm data entry'!$E$16)","v":true},0,{"$f":"VLOOKUP($A981,ETo!$A$3:$N$10959,Hydrology!$D$1,FALSE)","v":1.7639354},{"$f":"(H981*'Farm data entry'!$D$25)","v":1.2347547800000001},{"$f":"kc(C981,Kc!$E$9:$H$9,Kc!$I$9:$K$9)","v":0.85},1.049541563,{"$f":"K981*10*'Farm data entry'!$E$22","v":20.99083126},{"$f":"(L981*'Farm data entry'!$D$14)","v":3.148624689},24.139455949000002,24.139455949000002,0,261.94960108632353,0,24.139455949000002,0,261.94960108632353,0,24.139455949000002,0,1159.6585445821383,0]
["1988-09-05",1988,249,{"$f":"VLOOKUP($A982,Rainfall!$D$3:$Q$10959,Hydrology!$D$1,FALSE)","v":0},{"$f":"MAX((D982-'Farm data entry'!$D$24)*'Farm data entry'!$D$23,0)*10*'Farm data entry'!$D$10","v":0},{"$f":"AND(C982>='Farm data entry'!$E$15,Hydrology!C982<='Farm data entry'!$E$16)","v":true},0,{"$f":"VLOOKUP($A982,ETo!$A$3:$N$10959,Hydrology!$D$1,FALSE)","v":1.4678321000000001},{"$f":"(H982*'Farm data entry'!$D$25)","v":1.02748247},{"$f":"kc(C982,Kc!$E$9:$H$9,Kc!$I$9:$K$9)","v":0.85},0.87336009950000004,{"$f":"K982*10*'Farm data entry'!$E$22","v":17.46720199},{"$f":"(L982*'Farm data entry'!$D$14)","v":2.6200802985},20.087282288499999,20.087282288499999,0,241.86231879782352,0,20.087282288499999,0,241.86231879782352,0,20.087282288499999,0,1139.5712622936383,0]
["1988-09-06",1988,250,{"$f":"VLOOKUP($A983,Rainfall!$D$3:$Q$10959,Hydrology!$D$1,FALSE)","v":0},{"$f":"MAX((D983-'Farm data entry'!$D$24)*'Farm data entry'!$D$23,0)*10*'Farm data entry'!$D$10","v":0},{"$f":"AND(C983>='Farm data entry'!$E$15,Hydrology!C983<='Farm data entry'!$E$16)","v":true},0,{"$f":"VLOOKUP($A983,ETo!$A$3:$N$10959,Hydrology!$D$1,FALSE)","v":1.7566514},{"$f":"(H983*'Farm data entry'!$D$25)","v":1.22965598},{"$f":"kc(C983,Kc!$E$9:$H$9,Kc!$I$9:$K$9)","v":0.85},1.0452075830000001,{"$f":"K983*10*'Farm data entry'!$E$22","v":20.90415166},{"$f":"(L983*'Farm data entry'!$D$14)","v":3.1356227489999999},24.039774409,24.039774409,0,217.82254438882353,0,24.039774409,0,217.82254438882353,0,24.039774409,0,1115.5314878846382,0]
["1988-09-07",1988,251,{"$f":"VLOOKUP($A984,Rainfall!$D$3:$Q$10959,Hydrology!$D$1,FALSE)","v":0},{"$f":"MAX((D984-'Farm data entry'!$D$24)*'Farm data entry'!$D$23,0)*10*'Farm data entry'!$D$10","v":0},{"$f":"AND(C984>='Farm data entry'!$E$15,Hydrology!C984<='Farm data entry'!$E$16)","v":true},0,{"$f":"VLOOKUP($A984,ETo!$A$3:$N$10959,Hydrology!$D$1,FALSE)","v":2.2495370000000001},{"$f":"(H984*'Farm data entry'!$D$25)","v":1.5746758999999999},{"$f":"kc(C984,Kc!$E$9:$H$9,Kc!$I$9:$K$9)","v":0.85},1.3384745149999999,{"$f":"K984*10*'Farm data entry'!$E$22","v":26.769490299999998},{"$f":"(L984*'Farm data entry'!$D$14)","v":4.0154235449999991},30.784913844999998,30.784913844999998,0,187.03763054382352,0,30.784913844999998,0,187.03763054382352,0,30.784913844999998,0,1084.7465740396383,0]
["1988-09-08",1988,252,{"$f":"VLOOKUP($A985,Rainfall!$D$3:$Q$10959,Hydrology!$D$1,FALSE)","v":0},{"$f":"MAX((D985-'Farm data entry'!$D$24)*'Farm data entry'!$D$23,0)*10*'Farm data entry'!$D$10","v":0},{"$f":"AND(C985>='Farm data entry'!$E$15,Hydrology!C985<='Farm data entry'!$E$16)","v":true},0,{"$f":"VLOOKUP($A985,ETo!$A$3:$N$10959,Hydrology!$D$1,FALSE)","v":2.6573340000000001},{"$f":"(H985*'Farm data entry'!$D$25)","v":1.8601337999999998},{"$f":"kc(C985,Kc!$E$9:$H$9,Kc!$I$9:$K$9)","v":0.85},1.5811137299999998,{"$f":"K985*10*'Farm data entry'!$E$22","v":31.622274599999997},{"$f":"(L985*'Farm data entry'!$D$14)","v":4.7433411899999998},36.36561579,36.36561579,0,150.67201475382353,0,36.36561579,0,150.67201475382353,0,36.36561579,0,1048.3809582496383,0]
["1988-09-09",1988,253,{"$f":"VLOOKUP($A986,Rainfall!$D$3:$Q$10959,Hydrology!$D$1,FALSE)","v":0},{"$f":"MAX((D986-'Farm data entry'!$D$24)*'Farm data entry'!$D$23,0)*10*'Farm data entry'!$D$10","v":0},{"$f":"AND(C986>='Farm data entry'!$E$15,Hydrology!C986<='Farm data entry'!$E$16)","v":true},0,{"$f":"VLOOKUP($A986,ETo!$A$3:$N$10959,Hydrology!$D$1,FALSE)","v":1.827618},{"$f":"(H986*'Farm data entry'!$D$25)","v":1.2793325999999998},{"$f":"kc(C986,Kc!$E$9:$H$9,Kc!$I$9:$K$9)","v":0.85},1.0874327099999999,{"$f":"K986*10*'Farm data entry'!$E$22","v":21.748654199999997},{"$f":"(L986*'Farm data entry'!$D$14)","v":3.2622981299999996},25.010952329999995,25.010952329999995,0,125.66106242382354,0,25.010952329999995,0,125.66106242382354,0,25.010952329999995,0,1023.3700059196383,0]
["1988-09-10",1988,254,{"$f":"VLOOKUP($A987,Rainfall!$D$3:$Q$10959,Hydrology!$D$1,FALSE)","v":0},{"$f":"MAX((D987-'Farm data entry'!$D$24)*'Farm data entry'!$D$23,0)*10*'Farm data entry'!$D$10","v":0},{"$f":"AND(C987>='Farm data entry'!$E$15,Hydrology!C987<='Farm data entry'!$E$16)","v":true},0,{"$f":"VLOOKUP($A987,ETo!$A$3:$N$10959,Hydrology!$D$1,FALSE)","v":1.5229253},{"$f":"(H987*'Farm data entry'!$D$25)","v":1.0660477099999999},{"$f":"kc(C987,Kc!$E$9:$H$9,Kc!$I$9:$K$9)","v":0.85},0.90614055349999989,{"$f":"K987*10*'Farm data entry'!$E$22","v":18.122811069999997},{"$f":"(L987*'Farm data entry'!$D$14)","v":2.7184216604999993},20.841232730499996,20.841232730499996,0,104.81982969332354,0,20.841232730499996,0,104.81982969332354,0,20.841232730499996,0,1002.5287731891383,0]
["1988-09-11",1988,255,{"$f":"VLOOKUP($A988,Rainfall!$D$3:$Q$10959,Hydrology!$D$1,FALSE)","v":0},{"$f":"MAX((D988-'Farm data entry'!$D$24)*'Farm data entry'!$D$23,0)*10*'Farm data entry'!$D$10","v":0},{"$f":"AND(C988>='Farm data entry'!$E$15,Hydrology!C988<='Farm data entry'!$E$16)","v":true},0,{"$f":"VLOOKUP($A988,ETo!$A$3:$N$10959,Hydrology!$D$1,FALSE)","v":1.2134722},{"$f":"(H988*'Farm data entry'!$D$25)","v":0.84943053999999996},{"$f":"kc(C988,Kc!$E$9:$H$9,Kc!$I$9:$K$9)","v":0.85},0.72201595899999993,{"$f":"K988*10*'Farm data entry'!$E$22","v":14.440319179999999},{"$f":"(L988*'Farm data entry'!$D$14)","v":2.166047877},16.606367057,16.606367057,0,88.213462636323541,0,16.606367057,0,88.213462636323541,0,16.606367057,0,985.92240613213835,0]
["1988-09-12",1988,256,{"$f":"VLOOKUP($A989,Rainfall!$D$3:$Q$10959,Hydrology!$D$1,FALSE)","v":0.19999999872000002},{"$f":"MAX((D989-'Farm data entry'!$D$24)*'Farm data entry'!$D$23,0)*10*'Farm data entry'!$D$10","v":0},{"$f":"AND(C989>='Farm data entry'!$E$15,Hydrology!C989<='Farm data entry'!$E$16)","v":true},0,{"$f":"VLOOKUP($A989,ETo!$A$3:$N$10959,Hydrology!$D$1,FALSE)","v":1.4000421999999999},{"$f":"(H989*'Farm data entry'!$D$25)","v":0.98002953999999987},{"$f":"kc(C989,Kc!$E$9:$H$9,Kc!$I$9:$K$9)","v":0.85},0.83302510899999982,{"$f":"K989*10*'Farm data entry'!$E$22","v":16.660502179999995},{"$f":"(L989*'Farm data entry'!$D$14)","v":2.499075326999999},19.159577506999995,19.159577506999995,0,69.053885129323547,0,19.159577506999995,0,69.053885129323547,0,19.159577506999995,0,966.76282862513835,0]
["1988-09-13",1988,257,{"$f":"VLOOKUP($A990,Rainfall!$D$3:$Q$10959,Hydrology!$D$1,FALSE)","v":2.6000000352000003},{"$f":"MAX((D990-'Farm data entry'!$D$24)*'Farm data entry'!$D$23,0)*10*'Farm data entry'!$D$10","v":11.400000668800006},{"$f":"AND(C990>='Farm data entry'!$E$15,Hydrology!C990<='Farm data entry'!$E$16)","v":true},11.400000668800006,{"$f":"VLOOKUP($A990,ETo!$A$3:$N$10959,Hydrology!$D$1,FALSE)","v":1.3864968},{"$f":"(H990*'Farm data entry'!$D$25)","v":0.97054775999999987},{"$f":"kc(C990,Kc!$E$9:$H$9,Kc!$I$9:$K$9)","v":0.85},0.82496559599999986,{"$f":"K990*10*'Farm data entry'!$E$22","v":16.499311919999997},{"$f":"(L990*'Farm data entry'!$D$14)","v":2.4748967879999992},18.974208707999995,18.974208707999995,0,61.479677090123559,0,18.974208707999995,0,61.479677090123559,0,18.974208707999995,0,959.18862058593834,0]
["1988-09-14",1988,258,{"$f":"VLOOKUP($A991,Rainfall!$D$3:$Q$10959,Hydrology!$D$1,FALSE)","v":0},{"$f":"MAX((D991-'Farm data entry'!$D$24)*'Farm data entry'!$D$23,0)*10*'Farm data entry'!$D$10","v":0},{"$f":"AND(C991>='Farm data entry'!$E$15,Hydrology!C991<='Farm data entry'!$E$16)","v":true},0,{"$f":"VLOOKUP($A991,ETo!$A$3:$N$10959,Hydrology!$D$1,FALSE)","v":1.4398534000000001},{"$f":"(H991*'Farm data entry'!$D$25)","v":1.00789738},{"$f":"kc(C991,Kc!$E$9:$H$9,Kc!$I$9:$K$9)","v":0.85},0.85671277299999993,{"$f":"K991*10*'Farm data entry'!$E$22","v":17.134255459999999},{"$f":"(L991*'Farm data entry'!$D$14)","v":2.5701383189999998},19.704393779,19.704393779,0,41.775283311123559,0,19.704393779,0,41.775283311123559,0,19.704393779,0,939.4842268069383,0]
["1988-09-15",1988,259,{"$f":"VLOOKUP($A992,Rainfall!$D$3:$Q$10959,Hydrology!$D$1,FALSE)","v":0.19999999872000002},{"$f":"MAX((D992-'Farm data entry'!$D$24)*'Farm data entry'!$D$23,0)*10*'Farm data entry'!$D$10","v":0},{"$f":"AND(C992>='Farm data entry'!$E$15,Hydrology!C992<='Farm data entry'!$E$16)","v":true},0,{"$f":"VLOOKUP($A992,ETo!$A$3:$N$10959,Hydrology!$D$1,FALSE)","v":1.5838203},{"$f":"(H992*'Farm data entry'!$D$25)","v":1.10867421},{"$f":"kc(C992,Kc!$E$9:$H$9,Kc!$I$9:$K$9)","v":0.85},0.94237307849999996,{"$f":"K992*10*'Farm data entry'!$E$22","v":18.84746157},{"$f":"(L992*'Farm data entry'!$D$14)","v":2.8271192355000001},21.6745808055,21.6745808055,0,20.100702505623559,0,21.6745808055,0,20.100702505623559,0,21.6745808055,0,917.8096460014383,0]
["1988-09-16",1988,260,{"$f":"VLOOKUP($A993,Rainfall!$D$3:$Q$10959,Hydrology!$D$1,FALSE)","v":0},{"$f":"MAX((D993-'Farm data entry'!$D$24)*'Farm data entry'!$D$23,0)*10*'Farm data entry'!$D$10","v":0},{"$f":"AND(C993>='Farm data entry'!$E$15,Hydrology!C993<='Farm data entry'!$E$16)","v":true},0,{"$f":"VLOOKUP($A993,ETo!$A$3:$N$10959,Hydrology!$D$1,FALSE)","v":1.6374723},{"$f":"(H993*'Farm data entry'!$D$25)","v":1.1462306099999999},{"$f":"kc(C993,Kc!$E$9:$H$9,Kc!$I$9:$K$9)","v":0.85},0.97429601849999992,{"$f":"K993*10*'Farm data entry'!$E$22","v":19.485920369999999},{"$f":"(L993*'Farm data entry'!$D$14)","v":2.9228880554999996},22.408808425499998,20.100702505623559,0,0,2.3081059198764393,20.100702505623559,0,0,2.3081059198764393,22.408808425499998,0,895.40083757593834,0]
["1988-09-17",1988,261,{"$f":"VLOOKUP($A994,Rainfall!$D$3:$Q$10959,Hydrology!$D$1,FALSE)","v":0},{"$f":"MAX((D994-'Farm data entry'!$D$24)*'Farm data entry'!$D$23,0)*10*'Farm data entry'!$D$10","v":0},{"$f":"AND(C994>='Farm data entry'!$E$15,Hydrology!C994<='Farm data entry'!$E$16)","v":true},0,{"$f":"VLOOKUP($A994,ETo!$A$3:$N$10959,Hydrology!$D$1,FALSE)","v":0.50007296000000001},{"$f":"(H994*'Farm data entry'!$D$25)","v":0.35005107199999996},{"$f":"kc(C994,Kc!$E$9:$H$9,Kc!$I$9:$K$9)","v":0.85},0.29754341119999994,{"$f":"K994*10*'Farm data entry'!$E$22","v":5.9508682239999988},{"$f":"(L994*'Farm data entry'!$D$14)","v":0.89263023359999982},6.8434984575999991,0,0,0,6.8434984575999991,0,0,0,6.8434984575999991,6.8434984575999991,0,888.55733911833829,0]
["1988-09-18",1988,262,{"$f":"VLOOKUP($A995,Rainfall!$D$3:$Q$10959,Hydrology!$D$1,FALSE)","v":0},{"$f":"MAX((D995-'Farm data entry'!$D$24)*'Farm data entry'!$D$23,0)*10*'Farm data entry'!$D$10","v":0},{"$f":"AND(C995>='Farm data entry'!$E$15,Hydrology!C995<='Farm data entry'!$E$16)","v":true},0,{"$f":"VLOOKUP($A995,ETo!$A$3:$N$10959,Hydrology!$D$1,FALSE)","v":1.4481265999999999},{"$f":"(H995*'Farm data entry'!$D$25)","v":1.0136886199999999},{"$f":"kc(C995,Kc!$E$9:$H$9,Kc!$I$9:$K$9)","v":0.85},0.8616353269999999,{"$f":"K995*10*'Farm data entry'!$E$22","v":17.232706539999999},{"$f":"(L995*'Farm data entry'!$D$14)","v":2.5849059809999999},19.817612520999997,0,0,0,19.817612520999997,0,0,0,19.817612520999997,19.817612520999997,0,868.73972659733829,0]
["1988-09-19",1988,263,{"$f":"VLOOKUP($A996,Rainfall!$D$3:$Q$10959,Hydrology!$D$1,FALSE)","v":0},{"$f":"MAX((D996-'Farm data entry'!$D$24)*'Farm data entry'!$D$23,0)*10*'Farm data entry'!$D$10","v":0},{"$f":"AND(C996>='Farm data entry'!$E$15,Hydrology!C996<='Farm data entry'!$E$16)","v":true},0,{"$f":"VLOOKUP($A996,ETo!$A$3:$N$10959,Hydrology!$D$1,FALSE)","v":1.3325593},{"$f":"(H996*'Farm data entry'!$D$25)","v":0.93279150999999993},{"$f":"kc(C996,Kc!$E$9:$H$9,Kc!$I$9:$K$9)","v":0.85},0.7928727834999999,{"$f":"K996*10*'Farm data entry'!$E$22","v":15.857455669999998},{"$f":"(L996*'Farm data entry'!$D$14)","v":2.3786183504999996},18.236074020499998,0,0,0,18.236074020499998,0,0,0,18.236074020499998,18.236074020499998,0,850.50365257683825,0]
["1988-09-20",1988,264,{"$f":"VLOOKUP($A997,Rainfall!$D$3:$Q$10959,Hydrology!$D$1,FALSE)","v":0},{"$f":"MAX((D997-'Farm data entry'!$D$24)*'Farm data entry'!$D$23,0)*10*'Farm data entry'!$D$10","v":0},{"$f":"AND(C997>='Farm data entry'!$E$15,Hydrology!C997<='Farm data entry'!$E$16)","v":true},0,{"$f":"VLOOKUP($A997,ETo!$A$3:$N$10959,Hydrology!$D$1,FALSE)","v":0.7699878},{"$f":"(H997*'Farm data entry'!$D$25)","v":0.53899145999999998},{"$f":"kc(C997,Kc!$E$9:$H$9,Kc!$I$9:$K$9)","v":0.85},0.45814274099999996,{"$f":"K997*10*'Farm data entry'!$E$22","v":9.1628548199999997},{"$f":"(L997*'Farm data entry'!$D$14)","v":1.374428223},10.537283043,0,0,0,10.537283043,0,0,0,10.537283043,10.537283043,0,839.96636953383825,0]
["1988-09-21",1988,265,{"$f":"VLOOKUP($A998,Rainfall!$D$3:$Q$10959,Hydrology!$D$1,FALSE)","v":0.70000001280000002},{"$f":"MAX((D998-'Farm data entry'!$D$24)*'Farm data entry'!$D$23,0)*10*'Farm data entry'!$D$10","v":0},{"$f":"AND(C998>='Farm data entry'!$E$15,Hydrology!C998<='Farm data entry'!$E$16)","v":true},0,{"$f":"VLOOKUP($A998,ETo!$A$3:$N$10959,Hydrology!$D$1,FALSE)","v":0.58625764000000002},{"$f":"(H998*'Farm data entry'!$D$25)","v":0.41038034800000001},{"$f":"kc(C998,Kc!$E$9:$H$9,Kc!$I$9:$K$9)","v":0.85},0.34882329579999999,{"$f":"K998*10*'Farm data entry'!$E$22","v":6.9764659159999995},{"$f":"(L998*'Farm data entry'!$D$14)","v":1.0464698873999998},8.0229358033999993,0,0,0,8.0229358033999993,0,0,0,8.0229358033999993,8.0229358033999993,0,831.9434337304383,0]
["1988-09-22",1988,266,{"$f":"VLOOKUP($A999,Rainfall!$D$3:$Q$10959,Hydrology!$D$1,FALSE)","v":7.9999997760000001},{"$f":"MAX((D999-'Farm data entry'!$D$24)*'Farm data entry'!$D$23,0)*10*'Farm data entry'!$D$10","v":113.99999574399999},{"$f":"AND(C999>='Farm data entry'!$E$15,Hydrology!C999<='Farm data entry'!$E$16)","v":true},113.99999574399999,{"$f":"VLOOKUP($A999,ETo!$A$3:$N$10959,Hydrology!$D$1,FALSE)","v":0.89354889999999998},{"$f":"(H999*'Farm data entry'!$D$25)","v":0.62548422999999997},{"$f":"kc(C999,Kc!$E$9:$H$9,Kc!$I$9:$K$9)","v":0.85},0.53166159549999992,{"$f":"K999*10*'Farm data entry'!$E$22","v":10.633231909999999},{"$f":"(L999*'Farm data entry'!$D$14)","v":1.5949847864999998},12.228216696499999,12.228216696499999,0,101.77177904749999,0,12.228216696499999,0,101.77177904749999,0,12.228216696499999,0,933.71521277793829,0]
["1988-09-23",1988,267,{"$f":"VLOOKUP($A1000,Rainfall!$D$3:$Q$10959,Hydrology!$D$1,FALSE)","v":0.60000000480000004},{"$f":"MAX((D1000-'Farm data entry'!$D$24)*'Farm data entry'!$D$23,0)*10*'Farm data entry'!$D$10","v":0},{"$f":"AND(C1000>='Farm data entry'!$E$15,Hydrology!C1000<='Farm data entry'!$E$16)","v":true},0,{"$f":"VLOOKUP($A1000,ETo!$A$3:$N$10959,Hydrology!$D$1,FALSE)","v":0.93791290000000005},{"$f":"(H1000*'Farm data entry'!$D$25)","v":0.65653903000000002},{"$f":"kc(C1000,Kc!$E$9:$H$9,Kc!$I$9:$K$9)","v":0.85},0.55805817550000003,{"$f":"K1000*10*'Farm data entry'!$E$22","v":11.161163510000002},{"$f":"(L1000*'Farm data entry'!$D$14)","v":1.6741745265000001},12.835338036500001,12.835338036500001,0,88.936441010999985,0,12.835338036500001,0,88.936441010999985,0,12.835338036500001,0,920.87987474143824,0]
["1988-09-30",1988,274,{"$f":"VLOOKUP($A1007,Rainfall!$D$3:$Q$10959,Hydrology!$D$1,FALSE)","v":0},{"$f":"MAX((D1007-'Farm data entry'!$D$24)*'Farm data entry'!$D$23,0)*10*'Farm data entry'!$D$10","v":0},{"$f":"AND(C1007>='Farm data entry'!$E$15,Hydrology!C1007<='Farm data entry'!$E$16)","v":true},0,{"$f":"VLOOKUP($A1007,ETo!$A$3:$N$10959,Hydrology!$D$1,FALSE)","v":0.90587660000000003},{"$f":"(H1007*'Farm data entry'!$D$25)","v":0.63411361999999993},{"$f":"kc(C1007,Kc!$E$9:$H$9,Kc!$I$9:$K$9)","v":0.85},0.53899657699999992,{"$f":"K1007*10*'Farm data entry'!$E$22","v":10.779931539999998},{"$f":"(L1007*'Farm data entry'!$D$14)","v":1.6169897309999997},12.396921270999998,12.396921270999998,0,76.86659995734999,0,12.396921270999998,0,76.86659995734999,0,12.396921270999998,0,908.81003368778829,0]
["1988-10-09",1988,283,{"$f":"VLOOKUP($A1016,Rainfall!$D$3:$Q$10959,Hydrology!$D$1,FALSE)","v":8.1},{"$f":"MAX((D1016-'Farm data entry'!$D$24)*'Farm data entry'!$D$23,0)*10*'Farm data entry'!$D$10","v":115.89999999999998},{"$f":"AND(C1016>='Farm data entry'!$E$15,Hydrology!C1016<='Farm data entry'!$E$16)","v":true},115.89999999999998,{"$f":"VLOOKUP($A1016,ETo!$A$3:$N$10959,Hydrology!$D$1,FALSE)","v":0.26948664},{"$f":"(H1016*'Farm data entry'!$D$25)","v":0.18864064799999999},{"$f":"kc(C1016,Kc!$E$9:$H$9,Kc!$I$9:$K$9)","v":0.55000000000000004},0.10375235640000001,{"$f":"K1016*10*'Farm data entry'!$E$22","v":2.075047128},{"$f":"(L1016*'Farm data entry'!$D$14)","v":0.31125706920000001},2.3863041971999999,2.3863041971999999,0,535.79642449002495,0,2.3863041971999999,0,535.79642449002495,0,2.3863041971999999,0,1367.7398582204632,0]
["1988-10-14",1988,288,{"$f":"VLOOKUP($A1021,Rainfall!$D$3:$Q$10959,Hydrology!$D$1,FALSE)","v":0},{"$f":"MAX((D1021-'Farm data entry'!$D$24)*'Farm data entry'!$D$23,0)*10*'Farm data entry'!$D$10","v":0},{"$f":"AND(C1021>='Farm data entry'!$E$15,Hydrology!C1021<='Farm data entry'!$E$16)","v":true},0,{"$f":"VLOOKUP($A1021,ETo!$A$3:$N$10959,Hydrology!$D$1,FALSE)","v":0.62332120000000002},{"$f":"(H1021*'Farm data entry'!$D$25)","v":0.43632483999999999},{"$f":"kc(C1021,Kc!$E$9:$H$9,Kc!$I$9:$K$9)","v":0.42499999999999999},0.18543805699999999,{"$f":"K1021*10*'Farm data entry'!$E$22","v":3.70876114},{"$f":"(L1021*'Farm data entry'!$D$14)","v":0.55631417100000002},4.2650753110000004,4.2650753110000004,0,630.096097552125,0,4.2650753110000004,0,630.096097552125,0,4.2650753110000004,0,1462.0395312825633,0]
["1988-10-28",1988,302,{"$f":"VLOOKUP($A1035,Rainfall!$D$3:$Q$10959,Hydrology!$D$1,FALSE)","v":0},{"$f":"MAX((D1035-'Farm data entry'!$D$24)*'Farm data entry'!$D$23,0)*10*'Farm data entry'!$D$10","v":0},{"$f":"AND(C1035>='Farm data entry'!$E$15,Hydrology!C1035<='Farm data entry'!$E$16)","v":true},0,{"$f":"VLOOKUP($A1035,ETo!$A$3:$N$10959,Hydrology!$D$1,FALSE)","v":0.29574558000000001},{"$f":"(H1035*'Farm data entry'!$D$25)","v":0.20702190600000001},{"$f":"kc(C1035,Kc!$E$9:$H$9,Kc!$I$9:$K$9)","v":7.4999999999999997E-2},1.5526642949999999E-2,{"$f":"K1035*10*'Farm data entry'!$E$22","v":0.31053285899999999},{"$f":"(L1035*'Farm data entry'!$D$14)","v":4.6579928850000001E-2},0.35711278785,0.35711278785,0,687.69511877447508,0,0.35711278785,0,687.69511877447508,0,0.35711278785,0,1519.6385525049134,0]
["1988-11-08",1988,313,{"$f":"VLOOKUP($A1046,Rainfall!$D$3:$Q$10959,Hydrology!$D$1,FALSE)","v":2.2999999680000003},{"$f":"MAX((D1046-'Farm data entry'!$D$24)*'Farm data entry'!$D$23,0)*10*'Farm data entry'!$D$10","v":5.6999993920000049},{"$f":"AND(C1046>='Farm data entry'!$E$15,Hydrology!C1046<='Farm data entry'!$E$16)","v":false},0,{"$f":"VLOOKUP($A1046,ETo!$A$3:$N$10959,Hydrology!$D$1,FALSE)","v":0.54811929999999998},{"$f":"(H1046*'Farm data entry'!$D$25)","v":0.38368350999999995},{"$f":"kc(C1046,Kc!$E$9:$H$9,Kc!$I$9:$K$9)","v":0},0,{"$f":"K1046*10*'Farm data entry'!$E$22","v":0},{"$f":"(L1046*'Farm data entry'!$D$14)","v":0},0,0,0,687.26293187580006,0,0,0,687.26293187580006,0,0,0,1519.2063656062383,0]
["1988-11-13",1988,318,{"$f":"VLOOKUP($A1051,Rainfall!$D$3:$Q$10959,Hydrology!$D$1,FALSE)","v":0},{"$f":"MAX((D1051-'Farm data entry'!$D$24)*'Farm data entry'!$D$23,0)*10*'Farm data entry'!$D$10","v":0},{"$f":"AND(C1051>='Farm data entry'!$E$15,Hydrology!C1051<='Farm data entry'!$E$16)","v":false},0,{"$f":"VLOOKUP($A1051,ETo!$A$3:$N$10959,Hydrology!$D$1,FALSE)","v":0.10802212},{"$f":"(H1051*'Farm data entry'!$D$25)","v":7.5615483999999997E-2},{"$f":"kc(C1051,Kc!$E$9:$H$9,Kc!$I$9:$K$9)","v":0},0,{"$f":"K1051*10*'Farm data entry'!$E$22","v":0},{"$f":"(L1051*'Farm data entry'!$D$14)","v":0},0,0,0,687.26293187580006,0,0,0,687.26293187580006,0,0,0,1519.2063656062383,0]
["1988-11-21",1988,326,{"$f":"VLOOKUP($A1059,Rainfall!$D$3:$Q$10959,Hydrology!$D$1,FALSE)","v":0},{"$f":"MAX((D1059-'Farm data entry'!$D$24)*'Farm data entry'!$D$23,0)*10*'Farm data entry'!$D$10","v":0},{"$f":"AND(C1059>='Farm data entry'!$E$15,Hydrology!C1059<='Farm data entry'!$E$16)","v":false},0,{"$f":"VLOOKUP($A1059,ETo!$A$3:$N$10959,Hydrology!$D$1,FALSE)","v":0.21722337999999999},{"$f":"(H1059*'Farm data entry'!$D$25)","v":0.152056366},{"$f":"kc(C1059,Kc!$E$9:$H$9,Kc!$I$9:$K$9)","v":0},0,{"$f":"K1059*10*'Farm data entry'!$E$22","v":0},{"$f":"(L1059*'Farm data entry'!$D$14)","v":0},0,0,0,687.26293187580006,0,0,0,687.26293187580006,0,0,0,1519.2063656062383,0]
["1988-12-08",1988,343,{"$f":"VLOOKUP($A1076,Rainfall!$D$3:$Q$10959,Hydrology!$D$1,FALSE)","v":9.9999999360000008E-2},{"$f":"MAX((D1076-'Farm data entry'!$D$24)*'Farm data entry'!$D$23,0)*10*'Farm data entry'!$D$10","v":0},{"$f":"AND(C1076>='Farm data entry'!$E$15,Hydrology!C1076<='Farm data entry'!$E$16)","v":false},0,{"$f":"VLOOKUP($A1076,ETo!$A$3:$N$10959,Hydrology!$D$1,FALSE)","v":6.2372994000000001E-2},{"$f":"(H1076*'Farm data entry'!$D$25)","v":4.3661095800000001E-2},{"$f":"kc(C1076,Kc!$E$9:$H$9,Kc!$I$9:$K$9)","v":0},0,{"$f":"K1076*10*'Farm data entry'!$E$22","v":0},{"$f":"(L1076*'Farm data entry'!$D$14)","v":0},0,0,0,687.26293187580006,0,0,0,687.26293187580006,0,0,0,1519.2063656062383,0]
["1988-12-19",1988,354,{"$f":"VLOOKUP($A1087,Rainfall!$D$3:$Q$10959,Hydrology!$D$1,FALSE)","v":0.30000000671999999},{"$f":"MAX((D1087-'Farm data entry'!$D$24)*'Farm data entry'!$D$23,0)*10*'Farm data entry'!$D$10","v":0},{"$f":"AND(C1087>='Farm data entry'!$E$15,Hydrology!C1087<='Farm data entry'!$E$16)","v":false},0,{"$f":"VLOOKUP($A1087,ETo!$A$3:$N$10959,Hydrology!$D$1,FALSE)","v":0},{"$f":"(H1087*'Farm data entry'!$D$25)","v":0},{"$f":"kc(C1087,Kc!$E$9:$H$9,Kc!$I$9:$K$9)","v":0},0,{"$f":"K1087*10*'Farm data entry'!$E$22","v":0},{"$f":"(L1087*'Farm data entry'!$D$14)","v":0},0,0,0,687.26293187580006,0,0,0,687.26293187580006,0,0,0,1519.2063656062383,0]
["1988-12-24",1988,{"$f":"A1092-DATE(YEAR(A1092)-1,12,31)","v":359},{"$f":"VLOOKUP($A1092,Rainfall!$D$3:$Q$10959,Hydrology!$D$1,FALSE)","v":0},{"$f":"MAX((D1092-'Farm data entry'!$D$24)*'Farm data entry'!$D$23,0)*10*'Farm data entry'!$D$10","v":0},{"$f":"AND(C1092>='Farm data entry'!$E$15,Hydrology!C1092<='Farm data entry'!$E$16)","v":false},{"$f":"E1092*F1092","v":0},{"$f":"VLOOKUP($A1092,ETo!$A$3:$N$10959,Hydrology!$D$1,FALSE)","v":0.26694927000000002},{"$f":"(H1092*'Farm data entry'!$D$25)","v":0.18686448899999999},{"$f":"kc(C1092,Kc!$E$9:$H$9,Kc!$I$9:$K$9)","v":0},{"$f":"(J1092*I1092)","v":0},{"$f":"K1092*10*'Farm data entry'!$E$22","v":0},{"$f":"(L1092*'Farm data entry'!$D$14)","v":0},0,{"$f":"MIN($N1092,Q1091+$G1092)","v":0},{"$f":"MAX(Q1091+$G1092-$N1092-P$1,0)","v":0},{"$f":"MIN(Q1091-O1092+$G1092,P$1)","v":687.26293187580006},0,0,0,687.26293187580006,0,0,0,1519.2063656062383,0]
["1989-01-06",1989,6,{"$f":"VLOOKUP($A1105,Rainfall!$D$3:$Q$10959,Hydrology!$D$1,FALSE)","v":0},{"$f":"MAX((D1105-'Farm data entry'!$D$24)*'Farm data entry'!$D$23,0)*10*'Farm data entry'!$D$10","v":0},{"$f":"AND(C1105>='Farm data entry'!$E$15,Hydrology!C1105<='Farm data entry'!$E$16)","v":false},0,{"$f":"VLOOKUP($A1105,ETo!$A$3:$N$10959,Hydrology!$D$1,FALSE)","v":0},{"$f":"(H1105*'Farm data entry'!$D$25)","v":0},{"$f":"kc(C1105,Kc!$E$9:$H$9,Kc!$I$9:$K$9)","v":0},0,{"$f":"K1105*10*'Farm data entry'!$E$22","v":0},{"$f":"(L1105*'Farm data entry'!$D$14)","v":0},0,0,0,687.26293187580006,0,0,0,687.26293187580006,0,0,0,1519.2063656062383,0]
["1989-01-08",1989,8,{"$f":"VLOOKUP($A1107,Rainfall!$D$3:$Q$10959,Hydrology!$D$1,FALSE)","v":9.9999999360000008E-2},{"$f":"MAX((D1107-'Farm data entry'!$D$24)*'Farm data entry'!$D$23,0)*10*'Farm data entry'!$D$10","v":0},{"$f":"AND(C1107>='Farm data entry'!$E$15,Hydrology!C1107<='Farm data entry'!$E$16)","v":false},0,{"$f":"VLOOKUP($A1107,ETo!$A$3:$N$10959,Hydrology!$D$1,FALSE)","v":0},{"$f":"(H1107*'Farm data entry'!$D$25)","v":0},{"$f":"kc(C1107,Kc!$E$9:$H$9,Kc!$I$9:$K$9)","v":0},0,{"$f":"K1107*10*'Farm data entry'!$E$22","v":0},{"$f":"(L1107*'Farm data entry'!$D$14)","v":0},0,0,0,687.26293187580006,0,0,0,687.26293187580006,0,0,0,1519.2063656062383,0]
["1989-01-23",1989,23,{"$f":"VLOOKUP($A1122,Rainfall!$D$3:$Q$10959,Hydrology!$D$1,FALSE)","v":0},{"$f":"MAX((D1122-'Farm data entry'!$D$24)*'Farm data entry'!$D$23,0)*10*'Farm data entry'!$D$10","v":0},{"$f":"AND(C1122>='Farm data entry'!$E$15,Hydrology!C1122<='Farm data entry'!$E$16)","v":false},0,{"$f":"VLOOKUP($A1122,ETo!$A$3:$N$10959,Hydrology!$D$1,FALSE)","v":0},{"$f":"(H1122*'Farm data entry'!$D$25)","v":0},{"$f":"kc(C1122,Kc!$E$9:$H$9,Kc!$I$9:$K$9)","v":0},0,{"$f":"K1122*10*'Farm data entry'!$E$22","v":0},{"$f":"(L1122*'Farm data entry'!$D$14)","v":0},0,0,0,687.26293187580006,0,0,0,687.26293187580006,0,0,0,1519.2063656062383,0]
["1989-01-30",1989,30,{"$f":"VLOOKUP($A1129,Rainfall!$D$3:$Q$10959,Hydrology!$D$1,FALSE)","v":0},{"$f":"MAX((D1129-'Farm data entry'!$D$24)*'Farm data entry'!$D$23,0)*10*'Farm data entry'!$D$10","v":0},{"$f":"AND(C1129>='Farm data entry'!$E$15,Hydrology!C1129<='Farm data entry'!$E$16)","v":false},0,{"$f":"VLOOKUP($A1129,ETo!$A$3:$N$10959,Hydrology!$D$1,FALSE)","v":0.14461593},{"$f":"(H1129*'Farm data entry'!$D$25)","v":0.10123115099999999},{"$f":"kc(C1129,Kc!$E$9:$H$9,Kc!$I$9:$K$9)","v":0},0,{"$f":"K1129*10*'Farm data entry'!$E$22","v":0},{"$f":"(L1129*'Farm data entry'!$D$14)","v":0},0,0,0,687.26293187580006,0,0,0,687.26293187580006,0,0,0,1519.2063656062383,0]
["1989-02-07",1989,38,{"$f":"VLOOKUP($A1137,Rainfall!$D$3:$Q$10959,Hydrology!$D$1,FALSE)","v":0},{"$f":"MAX((D1137-'Farm data entry'!$D$24)*'Farm data entry'!$D$23,0)*10*'Farm data entry'!$D$10","v":0},{"$f":"AND(C1137>='Farm data entry'!$E$15,Hydrology!C1137<='Farm data entry'!$E$16)","v":false},0,{"$f":"VLOOKUP($A1137,ETo!$A$3:$N$10959,Hydrology!$D$1,FALSE)","v":0.7526948},{"$f":"(H1137*'Farm data entry'!$D$25)","v":0.52688636},{"$f":"kc(C1137,Kc!$E$9:$H$9,Kc!$I$9:$K$9)","v":0},0,{"$f":"K1137*10*'Farm data entry'!$E$22","v":0},{"$f":"(L1137*'Farm data entry'!$D$14)","v":0},0,0,0,687.26293187580006,0,0,0,687.26293187580006,0,0,0,1519.2063656062383,0]
["1989-02-22",1989,53,{"$f":"VLOOKUP($A1152,Rainfall!$D$3:$Q$10959,Hydrology!$D$1,FALSE)","v":4.4000000064},{"$f":"MAX((D1152-'Farm data entry'!$D$24)*'Farm data entry'!$D$23,0)*10*'Farm data entry'!$D$10","v":45.600000121599997},{"$f":"AND(C1152>='Farm data entry'!$E$15,Hydrology!C1152<='Farm data entry'!$E$16)","v":false},0,{"$f":"VLOOKUP($A1152,ETo!$A$3:$N$10959,Hydrology!$D$1,FALSE)","v":7.0345060000000001E-2},{"$f":"(H1152*'Farm data entry'!$D$25)","v":4.9241541999999999E-2},{"$f":"kc(C1152,Kc!$E$9:$H$9,Kc!$I$9:$K$9)","v":0},0,{"$f":"K1152*10*'Farm data entry'!$E$22","v":0},{"$f":"(L1152*'Farm data entry'!$D$14)","v":0},0,0,0,687.26293187580006,0,0,0,687.26293187580006,0,0,0,1519.2063656062383,0]
["1989-03-05",1989,64,{"$f":"VLOOKUP($A1163,Rainfall!$D$3:$Q$10959,Hydrology!$D$1,FALSE)","v":0},{"$f":"MAX((D1163-'Farm data entry'!$D$24)*'Farm data entry'!$D$23,0)*10*'Farm data entry'!$D$10","v":0},{"$f":"AND(C1163>='Farm data entry'!$E$15,Hydrology!C1163<='Farm data entry'!$E$16)","v":true},0,{"$f":"VLOOKUP($A1163,ETo!$A$3:$N$10959,Hydrology!$D$1,FALSE)","v":0.64649679999999998},{"$f":"(H1163*'Farm data entry'!$D$25)","v":0.45254775999999997},{"$f":"kc(C1163,Kc!$E$9:$H$9,Kc!$I$9:$K$9)","v":0},0,{"$f":"K1163*10*'Farm data entry'!$E$22","v":0},{"$f":"(L1163*'Farm data entry'!$D$14)","v":0},0,0,0,852.56292761980012,0,0,0,852.56292761980012,0,0,0,1684.5063613502382,0]
["1989-03-12",1989,71,{"$f":"VLOOKUP($A1170,Rainfall!$D$3:$Q$10959,Hydrology!$D$1,FALSE)","v":1.7000000927999999},{"$f":"MAX((D1170-'Farm data entry'!$D$24)*'Farm data entry'!$D$23,0)*10*'Farm data entry'!$D$10","v":0},{"$f":"AND(C1170>='Farm data entry'!$E$15,Hydrology!C1170<='Farm data entry'!$E$16)","v":true},0,{"$f":"VLOOKUP($A1170,ETo!$A$3:$N$10959,Hydrology!$D$1,FALSE)","v":0.4403244},{"$f":"(H1170*'Farm data entry'!$D$25)","v":0.30822707999999999},{"$f":"kc(C1170,Kc!$E$9:$H$9,Kc!$I$9:$K$9)","v":0},0,{"$f":"K1170*10*'Farm data entry'!$E$22","v":0},{"$f":"(L1170*'Farm data entry'!$D$14)","v":0},0,0,0,852.56292761980012,0,0,0,852.56292761980012,0,0,0,1684.5063613502382,0]
["1989-03-24",1989,83,{"$f":"VLOOKUP($A1182,Rainfall!$D$3:$Q$10959,Hydrology!$D$1,FALSE)","v":0},{"$f":"MAX((D1182-'Farm data entry'!$D$24)*'Farm data entry'!$D$23,0)*10*'Farm data entry'!$D$10","v":0},{"$f":"AND(C1182>='Farm data entry'!$E$15,Hydrology!C1182<='Farm data entry'!$E$16)","v":true},0,{"$f":"VLOOKUP($A1182,ETo!$A$3:$N$10959,Hydrology!$D$1,FALSE)","v":0.81785019999999997},{"$f":"(H1182*'Farm data entry'!$D$25)","v":0.5724951399999999},{"$f":"kc(C1182,Kc!$E$9:$H$9,Kc!$I$9:$K$9)","v":0},0,{"$f":"K1182*10*'Farm data entry'!$E$22","v":0},{"$f":"(L1182*'Farm data entry'!$D$14)","v":0},0,0,0,1000,0,0,0,1470.062940023,0,0,0,2302.0063737534379,0]
["1989-04-04",1989,94,{"$f":"VLOOKUP($A1193,Rainfall!$D$3:$Q$10959,Hydrology!$D$1,FALSE)","v":15.500000159999999},{"$f":"MAX((D1193-'Farm data entry'!$D$24)*'Farm data entry'!$D$23,0)*10*'Farm data entry'!$D$10","v":256.50000303999997},{"$f":"AND(C1193>='Farm data entry'!$E$15,Hydrology!C1193<='Farm data entry'!$E$16)","v":true},256.50000303999997,{"$f":"VLOOKUP($A1193,ETo!$A$3:$N$10959,Hydrology!$D$1,FALSE)","v":2.0066544999999998},{"$f":"(H1193*'Farm data entry'!$D$25)","v":1.4046581499999997},{"$f":"kc(C1193,Kc!$E$9:$H$9,Kc!$I$9:$K$9)","v":0.40588235294117653},0.57012595499999996,{"$f":"K1193*10*'Farm data entry'!$E$22","v":11.402519099999999},{"$f":"(L1193*'Farm data entry'!$D$14)","v":1.7103778649999999},13.112896964999999,13.112896964999999,226.06480297356484,1000,0,13.112896964999999,0,1774.0277481645649,0,13.112896964999999,0,2605.9711818950027,0]
["1989-04-14",1989,104,{"$f":"VLOOKUP($A1203,Rainfall!$D$3:$Q$10959,Hydrology!$D$1,FALSE)","v":0},{"$f":"MAX((D1203-'Farm data entry'!$D$24)*'Farm data entry'!$D$23,0)*10*'Farm data entry'!$D$10","v":0},{"$f":"AND(C1203>='Farm data entry'!$E$15,Hydrology!C1203<='Farm data entry'!$E$16)","v":true},0,{"$f":"VLOOKUP($A1203,ETo!$A$3:$N$10959,Hydrology!$D$1,FALSE)","v":2.0472752999999999},{"$f":"(H1203*'Farm data entry'!$D$25)","v":1.4330927099999999},{"$f":"kc(C1203,Kc!$E$9:$H$9,Kc!$I$9:$K$9)","v":0.43529411764705883},0.62381682670588234,{"$f":"K1203*10*'Farm data entry'!$E$22","v":12.476336534117646},{"$f":"(L1203*'Farm data entry'!$D$14)","v":1.8714504801176468},14.347787014235292,14.347787014235292,0,959.84162353735292,0,14.347787014235292,0,1959.8416235373529,0,14.347787014235292,0,2959.8416235373534,0]
["1989-04-19",1989,109,{"$f":"VLOOKUP($A1208,Rainfall!$D$3:$Q$10959,Hydrology!$D$1,FALSE)","v":0.39999998880000004},{"$f":"MAX((D1208-'Farm data entry'!$D$24)*'Farm data entry'!$D$23,0)*10*'Farm data entry'!$D$10","v":0},{"$f":"AND(C1208>='Farm data entry'!$E$15,Hydrology!C1208<='Farm data entry'!$E$16)","v":true},0,{"$f":"VLOOKUP($A1208,ETo!$A$3:$N$10959,Hydrology!$D$1,FALSE)","v":1.5734196},{"$f":"(H1208*'Farm data entry'!$D$25)","v":1.1013937199999999},{"$f":"kc(C1208,Kc!$E$9:$H$9,Kc!$I$9:$K$9)","v":0.45},0.49562717399999995,{"$f":"K1208*10*'Farm data entry'!$E$22","v":9.9125434799999983},{"$f":"(L1208*'Farm data entry'!$D$14)","v":1.4868815219999998},11.399425001999997,11.399425001999997,0,922.42256427939401,0,11.399425001999997,0,1922.422564279394,0,11.399425001999997,0,2922.4225642793949,0]
["1989-05-04",1989,124,{"$f":"VLOOKUP($A1223,Rainfall!$D$3:$Q$10959,Hydrology!$D$1,FALSE)","v":0},{"$f":"MAX((D1223-'Farm data entry'!$D$24)*'Farm data entry'!$D$23,0)*10*'Farm data entry'!$D$10","v":0},{"$f":"AND(C1223>='Farm data entry'!$E$15,Hydrology!C1223<='Farm data entry'!$E$16)","v":true},0,{"$f":"VLOOKUP($A1223,ETo!$A$3:$N$10959,Hydrology!$D$1,FALSE)","v":3.4873675999999998},{"$f":"(H1223*'Farm data entry'!$D$25)","v":2.4411573199999999},{"$f":"kc(C1223,Kc!$E$9:$H$9,Kc!$I$9:$K$9)","v":0.49411764705882355},1.2062189110588235,{"$f":"K1223*10*'Farm data entry'!$E$22","v":24.124378221176471},{"$f":"(L1223*'Farm data entry'!$D$14)","v":3.6186567331764703},27.743034954352943,27.743034954352943,0,877.34625856373532,0,27.743034954352943,0,1877.3462585637351,0,27.743034954352943,0,2877.3462585637353,0]
["1989-05-09",1989,129,{"$f":"VLOOKUP($A1228,Rainfall!$D$3:$Q$10959,Hydrology!$D$1,FALSE)","v":0},{"$f":"MAX((D1228-'Farm data entry'!$D$24)*'Farm data entry'!$D$23,0)*10*'Farm data entry'!$D$10","v":0},{"$f":"AND(C1228>='Farm data entry'!$E$15,Hydrology!C1228<='Farm data entry'!$E$16)","v":true},0,{"$f":"VLOOKUP($A1228,ETo!$A$3:$N$10959,Hydrology!$D$1,FALSE)","v":2.7673367999999998},{"$f":"(H1228*'Farm data entry'!$D$25)","v":1.9371357599999997},{"$f":"kc(C1228,Kc!$E$9:$H$9,Kc!$I$9:$K$9)","v":0.50882352941176467},0.98566025435294091,{"$f":"K1228*10*'Farm data entry'!$E$22","v":19.713205087058817},{"$f":"(L1228*'Farm data entry'!$D$14)","v":2.9569807630588225},22.67018585011764,22.67018585011764,0,751.61961227723532,0,22.67018585011764,0,1751.6196122772351,0,22.67018585011764,0,2751.6196122772353,0]
["1989-05-16",1989,136,{"$f":"VLOOKUP($A1235,Rainfall!$D$3:$Q$10959,Hydrology!$D$1,FALSE)","v":0},{"$f":"MAX((D1235-'Farm data entry'!$D$24)*'Farm data entry'!$D$23,0)*10*'Farm data entry'!$D$10","v":0},{"$f":"AND(C1235>='Farm data entry'!$E$15,Hydrology!C1235<='Farm data entry'!$E$16)","v":true},0,{"$f":"VLOOKUP($A1235,ETo!$A$3:$N$10959,Hydrology!$D$1,FALSE)","v":3.1383429},{"$f":"(H1235*'Farm data entry'!$D$25)","v":2.1968400299999997},{"$f":"kc(C1235,Kc!$E$9:$H$9,Kc!$I$9:$K$9)","v":0.52941176470588236},1.1630329570588234,{"$f":"K1235*10*'Farm data entry'!$E$22","v":23.260659141176468},{"$f":"(L1235*'Farm data entry'!$D$14)","v":3.4890988711764703},26.749758012352938,26.749758012352938,0,592.75361427982352,0,26.749758012352938,0,1592.7536142798233,0,26.749758012352938,0,2592.7536142798231,0]
["1989-05-24",1989,144,{"$f":"VLOOKUP($A1243,Rainfall!$D$3:$Q$10959,Hydrology!$D$1,FALSE)","v":0},{"$f":"MAX((D1243-'Farm data entry'!$D$24)*'Farm data entry'!$D$23,0)*10*'Farm data entry'!$D$10","v":0},{"$f":"AND(C1243>='Farm data entry'!$E$15,Hydrology!C1243<='Farm data entry'!$E$16)","v":true},0,{"$f":"VLOOKUP($A1243,ETo!$A$3:$N$10959,Hydrology!$D$1,FALSE)","v":3.3615716},{"$f":"(H1243*'Farm data entry'!$D$25)","v":2.3531001199999997},{"$f":"kc(C1243,Kc!$E$9:$H$9,Kc!$I$9:$K$9)","v":0.55294117647058827},1.3011259487058822,{"$f":"K1243*10*'Farm data entry'!$E$22","v":26.022518974117645},{"$f":"(L1243*'Farm data entry'!$D$14)","v":3.9033778461176465},29.925896820235291,29.925896820235291,0,326.85696235558828,0,29.925896820235291,0,1326.8569623555884,0,29.925896820235291,0,2326.8569623555877,0]
["1989-06-08",1989,159,{"$f":"VLOOKUP($A1258,Rainfall!$D$3:$Q$10959,Hydrology!$D$1,FALSE)","v":0.39999998880000004},{"$f":"MAX((D1258-'Farm data entry'!$D$24)*'Farm data entry'!$D$23,0)*10*'Farm data entry'!$D$10","v":0},{"$f":"AND(C1258>='Farm data entry'!$E$15,Hydrology!C1258<='Farm data entry'!$E$16)","v":true},0,{"$f":"VLOOKUP($A1258,ETo!$A$3:$N$10959,Hydrology!$D$1,FALSE)","v":1.6508248000000001},{"$f":"(H1258*'Farm data entry'!$D$25)","v":1.1555773599999999},{"$f":"kc(C1258,Kc!$E$9:$H$9,Kc!$I$9:$K$9)","v":0.59705882352941175},0.68994765905882349,{"$f":"K1258*10*'Farm data entry'!$E$22","v":13.79895318117647},{"$f":"(L1258*'Farm data entry'!$D$14)","v":2.0698429771764704},15.868796158352941,15.868796158352941,0,309.76998052938228,0,15.868796158352941,0,1309.7699805293826,0,15.868796158352941,0,2309.7699805293814,0]
["1989-06-18",1989,169,{"$f":"VLOOKUP($A1268,Rainfall!$D$3:$Q$10959,Hydrology!$D$1,FALSE)","v":0},{"$f":"MAX((D1268-'Farm data entry'!$D$24)*'Farm data entry'!$D$23,0)*10*'Farm data entry'!$D$10","v":0},{"$f":"AND(C1268>='Farm data entry'!$E$15,Hydrology!C1268<='Farm data entry'!$E$16)","v":true},0,{"$f":"VLOOKUP($A1268,ETo!$A$3:$N$10959,Hydrology!$D$1,FALSE)","v":4.7351445999999999},{"$f":"(H1268*'Farm data entry'!$D$25)","v":3.3146012199999997},{"$f":"kc(C1268,Kc!$E$9:$H$9,Kc!$I$9:$K$9)","v":0.62647058823529411},2.0765001760588233,{"$f":"K1268*10*'Farm data entry'!$E$22","v":41.530003521176468},{"$f":"(L1268*'Farm data entry'!$D$14)","v":6.2295005281764704},47.759504049352941,0,0,0,47.759504049352941,47.759504049352941,0,925.23748211102975,0,47.759504049352941,0,1925.2374821110282,0]
["1989-06-23",1989,174,{"$f":"VLOOKUP($A1273,Rainfall!$D$3:$Q$10959,Hydrology!$D$1,FALSE)","v":0},{"$f":"MAX((D1273-'Farm data entry'!$D$24)*'Farm data entry'!$D$23,0)*10*'Farm data entry'!$D$10","v":0},{"$f":"AND(C1273>='Farm data entry'!$E$15,Hydrology!C1273<='Farm data entry'!$E$16)","v":true},0,{"$f":"VLOOKUP($A1273,ETo!$A$3:$N$10959,Hydrology!$D$1,FALSE)","v":4.2861859999999998},{"$f":"(H1273*'Farm data entry'!$D$25)","v":3.0003301999999996},{"$f":"kc(C1273,Kc!$E$9:$H$9,Kc!$I$9:$K$9)","v":0.64117647058823524},1.9237411282352936,{"$f":"K1273*10*'Farm data entry'!$E$22","v":38.474822564705875},{"$f":"(L1273*'Farm data entry'!$D$14)","v":5.7712233847058814},44.246045949411759,0,0,0,44.246045949411759,44.246045949411759,0,712.32650489050036,0,44.246045949411759,0,1712.3265048904987,0]
["1989-07-04",1989,{"$f":"A1284-DATE(YEAR(A1284)-1,12,31)","v":185},{"$f":"VLOOKUP($A1284,Rainfall!$D$3:$Q$10959,Hydrology!$D$1,FALSE)","v":0},{"$f":"MAX((D1284-'Farm data entry'!$D$24)*'Farm data entry'!$D$23,0)*10*'Farm data entry'!$D$10","v":0},{"$f":"AND(C1284>='Farm data entry'!$E$15,Hydrology!C1284<='Farm data entry'!$E$16)","v":true},{"$f":"E1284*F1284","v":0},{"$f":"VLOOKUP($A1284,ETo!$A$3:$N$10959,Hydrology!$D$1,FALSE)","v":4.6401095000000003},{"$f":"(H1284*'Farm data entry'!$D$25)","v":3.2480766500000002},{"$f":"kc(C1284,Kc!$E$9:$H$9,Kc!$I$9:$K$9)","v":0.67352941176470593},{"$f":"(J1284*I1284)","v":2.1876751554411769},{"$f":"K1284*10*'Farm data entry'!$E$22","v":43.753503108823537},{"$f":"(L1284*'Farm data entry'!$D$14)","v":6.5630254663235306},50.316528575147068,{"$f":"MIN($N1284,Q1283+$G1284)","v":0},{"$f":"MAX(Q1283+$G1284-$N1284-P$1,0)","v":0},{"$f":"MIN(Q1283-O1284+$G1284,P$1)","v":0},50.316528575147068,50.316528575147068,0,402.0055113012474,0,50.316528575147068,0,1402.0055113012456,0]
["1989-07-19",1989,200,{"$f":"VLOOKUP($A1299,Rainfall!$D$3:$Q$10959,Hydrology!$D$1,FALSE)","v":0},{"$f":"MAX((D1299-'Farm data entry'!$D$24)*'Farm data entry'!$D$23,0)*10*'Farm data entry'!$D$10","v":0},{"$f":"AND(C1299>='Farm data entry'!$E$15,Hydrology!C1299<='Farm data entry'!$E$16)","v":true},0,{"$f":"VLOOKUP($A1299,ETo!$A$3:$N$10959,Hydrology!$D$1,FALSE)","v":3.6973896000000002},{"$f":"(H1299*'Farm data entry'!$D$25)","v":2.5881727199999998},{"$f":"kc(C1299,Kc!$E$9:$H$9,Kc!$I$9:$K$9)","v":0.71764705882352942},1.857394540235294,{"$f":"K1299*10*'Farm data entry'!$E$22","v":37.147890804705881},{"$f":"(L1299*'Farm data entry'!$D$14)","v":5.5721836207058821},42.720074425411767,0,0,0,42.720074425411767,0,0,0,42.720074425411767,42.720074425411767,0,950.81179050115702,0]
["1989-07-25",1989,206,{"$f":"VLOOKUP($A1305,Rainfall!$D$3:$Q$10959,Hydrology!$D$1,FALSE)","v":0},{"$f":"MAX((D1305-'Farm data entry'!$D$24)*'Farm data entry'!$D$23,0)*10*'Farm data entry'!$D$10","v":0},{"$f":"AND(C1305>='Farm data entry'!$E$15,Hydrology!C1305<='Farm data entry'!$E$16)","v":true},0,{"$f":"VLOOKUP($A1305,ETo!$A$3:$N$10959,Hydrology!$D$1,FALSE)","v":4.1462430000000001},{"$f":"(H1305*'Farm data entry'!$D$25)","v":2.9023700999999997},{"$f":"kc(C1305,Kc!$E$9:$H$9,Kc!$I$9:$K$9)","v":0.73529411764705888},2.134095661764706,{"$f":"K1305*10*'Farm data entry'!$E$22","v":42.681913235294118},{"$f":"(L1305*'Farm data entry'!$D$14)","v":6.4022869852941175},49.084200220588237,0,0,0,49.084200220588237,0,0,0,49.084200220588237,49.084200220588237,0,660.30852525048044,0]
["1989-08-03",1989,215,{"$f":"VLOOKUP($A1314,Rainfall!$D$3:$Q$10959,Hydrology!$D$1,FALSE)","v":0},{"$f":"MAX((D1314-'Farm data entry'!$D$24)*'Farm data entry'!$D$23,0)*10*'Farm data entry'!$D$10","v":0},{"$f":"AND(C1314>='Farm data entry'!$E$15,Hydrology!C1314<='Farm data entry'!$E$16)","v":true},0,{"$f":"VLOOKUP($A1314,ETo!$A$3:$N$10959,Hydrology!$D$1,FALSE)","v":2.7633548000000001},{"$f":"(H1314*'Farm data entry'!$D$25)","v":1.93434836},{"$f":"kc(C1314,Kc!$E$9:$H$9,Kc!$I$9:$K$9)","v":0.7617647058823529},1.4735183095294118,{"$f":"K1314*10*'Farm data entry'!$E$22","v":29.470366190588237},{"$f":"(L1314*'Farm data entry'!$D$14)","v":4.4205549285882357},33.890921119176475,0,0,0,33.890921119176475,0,0,0,33.890921119176475,33.890921119176475,0,316.2547329008334,0]
["1989-08-18",1989,230,{"$f":"VLOOKUP($A1329,Rainfall!$D$3:$Q$10959,Hydrology!$D$1,FALSE)","v":0},{"$f":"MAX((D1329-'Farm data entry'!$D$24)*'Farm data entry'!$D$23,0)*10*'Farm data entry'!$D$10","v":0},{"$f":"AND(C1329>='Farm data entry'!$E$15,Hydrology!C1329<='Farm data entry'!$E$16)","v":true},0,{"$f":"VLOOKUP($A1329,ETo!$A$3:$N$10959,Hydrology!$D$1,FALSE)","v":3.0728898},{"$f":"(H1329*'Farm data entry'!$D$25)","v":2.1510228599999999},{"$f":"kc(C1329,Kc!$E$9:$H$9,Kc!$I$9:$K$9)","v":0.80588235294117649},1.7334713636470587,{"$f":"K1329*10*'Farm data entry'!$E$22","v":34.669427272941171},{"$f":"(L1329*'Farm data entry'!$D$14)","v":5.2004140909411758},39.869841363882344,2.1711192357647064,0,0,37.698722128117637,2.1711192357647064,0,0,37.698722128117637,2.1711192357647064,0,0,37.698722128117637]
["1989-08-27",1989,239,{"$f":"VLOOKUP($A1338,Rainfall!$D$3:$Q$10959,Hydrology!$D$1,FALSE)","v":0},{"$f":"MAX((D1338-'Farm data entry'!$D$24)*'Farm data entry'!$D$23,0)*10*'Farm data entry'!$D$10","v":0},{"$f":"AND(C1338>='Farm data entry'!$E$15,Hydrology!C1338<='Farm data entry'!$E$16)","v":true},0,{"$f":"VLOOKUP($A1338,ETo!$A$3:$N$10959,Hydrology!$D$1,FALSE)","v":2.8686717000000002},{"$f":"(H1338*'Farm data entry'!$D$25)","v":2.0080701900000002},{"$f":"kc(C1338,Kc!$E$9:$H$9,Kc!$I$9:$K$9)","v":0.83235294117647052},1.6714231287352941,{"$f":"K1338*10*'Farm data entry'!$E$22","v":33.428462574705883},{"$f":"(L1338*'Farm data entry'!$D$14)","v":5.014269386205882},38.442731960911765,38.442731960911765,0,68.950902422958819,0,38.442731960911765,0,68.950902422958819,0,38.442731960911765,0,68.950902422958819,0]
["1989-09-02",1989,245,{"$f":"VLOOKUP($A1344,Rainfall!$D$3:$Q$10959,Hydrology!$D$1,FALSE)","v":0},{"$f":"MAX((D1344-'Farm data entry'!$D$24)*'Farm data entry'!$D$23,0)*10*'Farm data entry'!$D$10","v":0},{"$f":"AND(C1344>='Farm data entry'!$E$15,Hydrology!C1344<='Farm data entry'!$E$16)","v":true},0,{"$f":"VLOOKUP($A1344,ETo!$A$3:$N$10959,Hydrology!$D$1,FALSE)","v":2.7234983000000001},{"$f":"(H1344*'Farm data entry'!$D$25)","v":1.9064488099999999},{"$f":"kc(C1344,Kc!$E$9:$H$9,Kc!$I$9:$K$9)","v":0.85},1.6204814884999998,{"$f":"K1344*10*'Farm data entry'!$E$22","v":32.409629769999995},{"$f":"(L1344*'Farm data entry'!$D$14)","v":4.8614444654999991},37.271074235499995,0,0,0,37.271074235499995,0,0,0,37.271074235499995,0,0,0,37.271074235499995]
["1989-09-17",1989,260,{"$f":"VLOOKUP($A1359,Rainfall!$D$3:$Q$10959,Hydrology!$D$1,FALSE)","v":0},{"$f":"MAX((D1359-'Farm data entry'!$D$24)*'Farm data entry'!$D$23,0)*10*'Farm data entry'!$D$10","v":0},{"$f":"AND(C1359>='Farm data entry'!$E$15,Hydrology!C1359<='Farm data entry'!$E$16)","v":true},0,{"$f":"VLOOKUP($A1359,ETo!$A$3:$N$10959,Hydrology!$D$1,FALSE)","v":1.2756765999999999},{"$f":"(H1359*'Farm data entry'!$D$25)","v":0.89297361999999991},{"$f":"kc(C1359,Kc!$E$9:$H$9,Kc!$I$9:$K$9)","v":0.85},0.7590275769999999,{"$f":"K1359*10*'Farm data entry'!$E$22","v":15.180551539999998},{"$f":"(L1359*'Farm data entry'!$D$14)","v":2.2770827309999997},17.457634270999996,17.457634270999996,0,38.874563827600007,0,17.457634270999996,0,38.874563827600007,0,17.457634270999996,0,38.874563827600007,0]
["1989-09-24",1989,267,{"$f":"VLOOKUP($A1366,Rainfall!$D$3:$Q$10959,Hydrology!$D$1,FALSE)","v":0},{"$f":"MAX((D1366-'Farm data entry'!$D$24)*'Farm data entry'!$D$23,0)*10*'Farm data entry'!$D$10","v":0},{"$f":"AND(C1366>='Farm data entry'!$E$15,Hydrology!C1366<='Farm data entry'!$E$16)","v":true},0,{"$f":"VLOOKUP($A1366,ETo!$A$3:$N$10959,Hydrology!$D$1,FALSE)","v":0.80178945999999995},{"$f":"(H1366*'Farm data entry'!$D$25)","v":0.56125262199999992},{"$f":"kc(C1366,Kc!$E$9:$H$9,Kc!$I$9:$K$9)","v":0.85},0.47706472869999994,{"$f":"K1366*10*'Farm data entry'!$E$22","v":9.5412945739999984},{"$f":"(L1366*'Farm data entry'!$D$14)","v":1.4311941860999997},10.972488760099997,3.9547703789999993,0,0,7.0177183810999981,3.9547703789999993,0,0,7.0177183810999981,3.9547703789999993,0,0,7.0177183810999981]
["1989-10-02",1989,275,{"$f":"VLOOKUP($A1374,Rainfall!$D$3:$Q$10959,Hydrology!$D$1,FALSE)","v":0},{"$f":"MAX((D1374-'Farm data entry'!$D$24)*'Farm data entry'!$D$23,0)*10*'Farm data entry'!$D$10","v":0},{"$f":"AND(C1374>='Farm data entry'!$E$15,Hydrology!C1374<='Farm data entry'!$E$16)","v":true},0,{"$f":"VLOOKUP($A1374,ETo!$A$3:$N$10959,Hydrology!$D$1,FALSE)","v":1.0134615},{"$f":"(H1374*'Farm data entry'!$D$25)","v":0.70942304999999994},{"$f":"kc(C1374,Kc!$E$9:$H$9,Kc!$I$9:$K$9)","v":0.85},0.60300959249999997,{"$f":"K1374*10*'Farm data entry'!$E$22","v":12.060191849999999},{"$f":"(L1374*'Farm data entry'!$D$14)","v":1.8090287774999998},13.869220627499999,0,0,0,13.869220627499999,0,0,0,13.869220627499999,0,0,0,13.869220627499999]
["1989-10-07",1989,280,{"$f":"VLOOKUP($A1379,Rainfall!$D$3:$Q$10959,Hydrology!$D$1,FALSE)","v":2.9000000160000003},{"$f":"MAX((D1379-'Farm data entry'!$D$24)*'Farm data entry'!$D$23,0)*10*'Farm data entry'!$D$10","v":17.100000304000005},{"$f":"AND(C1379>='Farm data entry'!$E$15,Hydrology!C1379<='Farm data entry'!$E$16)","v":true},17.100000304000005,{"$f":"VLOOKUP($A1379,ETo!$A$3:$N$10959,Hydrology!$D$1,FALSE)","v":1.0902048},{"$f":"(H1379*'Farm data entry'!$D$25)","v":0.76314335999999994},{"$f":"kc(C1379,Kc!$E$9:$H$9,Kc!$I$9:$K$9)","v":0.625},0.47696459999999996,{"$f":"K1379*10*'Farm data entry'!$E$22","v":9.5392919999999997},{"$f":"(L1379*'Farm data entry'!$D$14)","v":1.4308938},10.970185799999999,10.970185799999999,0,29.414450003350009,0,10.970185799999999,0,29.414450003350009,0,10.970185799999999,0,29.414450003350009,0]
["1989-10-18",1989,291,{"$f":"VLOOKUP($A1390,Rainfall!$D$3:$Q$10959,Hydrology!$D$1,FALSE)","v":0.19999999872000002},{"$f":"MAX((D1390-'Farm data entry'!$D$24)*'Farm data entry'!$D$23,0)*10*'Farm data entry'!$D$10","v":0},{"$f":"AND(C1390>='Farm data entry'!$E$15,Hydrology!C1390<='Farm data entry'!$E$16)","v":true},0,{"$f":"VLOOKUP($A1390,ETo!$A$3:$N$10959,Hydrology!$D$1,FALSE)","v":0.39183667},{"$f":"(H1390*'Farm data entry'!$D$25)","v":0.27428566899999995},{"$f":"kc(C1390,Kc!$E$9:$H$9,Kc!$I$9:$K$9)","v":0.35},9.5999984149999981E-2,{"$f":"K1390*10*'Farm data entry'!$E$22","v":1.9199996829999997},{"$f":"(L1390*'Farm data entry'!$D$14)","v":0.28799995244999993},2.2079996354499998,0,0,0,2.2079996354499998,0,0,0,2.2079996354499998,0,0,0,2.2079996354499998]
["1989-10-31",1989,304,{"$f":"VLOOKUP($A1403,Rainfall!$D$3:$Q$10959,Hydrology!$D$1,FALSE)","v":0},{"$f":"MAX((D1403-'Farm data entry'!$D$24)*'Farm data entry'!$D$23,0)*10*'Farm data entry'!$D$10","v":0},{"$f":"AND(C1403>='Farm data entry'!$E$15,Hydrology!C1403<='Farm data entry'!$E$16)","v":true},0,{"$f":"VLOOKUP($A1403,ETo!$A$3:$N$10959,Hydrology!$D$1,FALSE)","v":0.16285735000000001},{"$f":"(H1403*'Farm data entry'!$D$25)","v":0.114000145},{"$f":"kc(C1403,Kc!$E$9:$H$9,Kc!$I$9:$K$9)","v":2.5000000000000001E-2},2.8500036249999999E-3,{"$f":"K1403*10*'Farm data entry'!$E$22","v":5.7000072499999999E-2},{"$f":"(L1403*'Farm data entry'!$D$14)","v":8.5500108749999998E-3},6.5550083374999998E-2,6.5550083374999998E-2,0,544.97005762827519,0,6.5550083374999998E-2,0,544.97005762827519,0,6.5550083374999998E-2,0,544.97005762827519,0]
["1989-11-12",1989,316,{"$f":"VLOOKUP($A1415,Rainfall!$D$3:$Q$10959,Hydrology!$D$1,FALSE)","v":0},{"$f":"MAX((D1415-'Farm data entry'!$D$24)*'Farm data entry'!$D$23,0)*10*'Farm data entry'!$D$10","v":0},{"$f":"AND(C1415>='Farm data entry'!$E$15,Hydrology!C1415<='Farm data entry'!$E$16)","v":false},0,{"$f":"VLOOKUP($A1415,ETo!$A$3:$N$10959,Hydrology!$D$1,FALSE)","v":0},{"$f":"(H1415*'Farm data entry'!$D$25)","v":0},{"$f":"kc(C1415,Kc!$E$9:$H$9,Kc!$I$9:$K$9)","v":0},0,{"$f":"K1415*10*'Farm data entry'!$E$22","v":0},{"$f":"(L1415*'Farm data entry'!$D$14)","v":0},0,0,0,544.97005762827519,0,0,0,544.97005762827519,0,0,0,544.97005762827519,0]
["1989-11-17",1989,321,{"$f":"VLOOKUP($A1420,Rainfall!$D$3:$Q$10959,Hydrology!$D$1,FALSE)","v":0.19999999872000002},{"$f":"MAX((D1420-'Farm data entry'!$D$24)*'Farm data entry'!$D$23,0)*10*'Farm data entry'!$D$10","v":0},{"$f":"AND(C1420>='Farm data entry'!$E$15,Hydrology!C1420<='Farm data entry'!$E$16)","v":false},0,{"$f":"VLOOKUP($A1420,ETo!$A$3:$N$10959,Hydrology!$D$1,FALSE)","v":0.66867757000000005},{"$f":"(H1420*'Farm data entry'!$D$25)","v":0.46807429900000003},{"$f":"kc(C1420,Kc!$E$9:$H$9,Kc!$I$9:$K$9)","v":0},0,{"$f":"K1420*10*'Farm data entry'!$E$22","v":0},{"$f":"(L1420*'Farm data entry'!$D$14)","v":0},0,0,0,544.97005762827519,0,0,0,544.97005762827519,0,0,0,544.97005762827519,0]
["1989-12-03",1989,337,{"$f":"VLOOKUP($A1436,Rainfall!$D$3:$Q$10959,Hydrology!$D$1,FALSE)","v":0},{"$f":"MAX((D1436-'Farm data entry'!$D$24)*'Farm data entry'!$D$23,0)*10*'Farm data entry'!$D$10","v":0},{"$f":"AND(C1436>='Farm data entry'!$E$15,Hydrology!C1436<='Farm data entry'!$E$16)","v":false},0,{"$f":"VLOOKUP($A1436,ETo!$A$3:$N$10959,Hydrology!$D$1,FALSE)","v":2.3447992000000001E-2},{"$f":"(H1436*'Farm data entry'!$D$25)","v":1.6413594399999999E-2},{"$f":"kc(C1436,Kc!$E$9:$H$9,Kc!$I$9:$K$9)","v":0},0,{"$f":"K1436*10*'Farm data entry'!$E$22","v":0},{"$f":"(L1436*'Farm data entry'!$D$14)","v":0},0,0,0,544.97005762827519,0,0,0,544.97005762827519,0,0,0,544.97005762827519,0]
["1989-12-12",1989,346,{"$f":"VLOOKUP($A1445,Rainfall!$D$3:$Q$10959,Hydrology!$D$1,FALSE)","v":5.1000000191999995},{"$f":"MAX((D1445-'Farm data entry'!$D$24)*'Farm data entry'!$D$23,0)*10*'Farm data entry'!$D$10","v":58.900000364799979},{"$f":"AND(C1445>='Farm data entry'!$E$15,Hydrology!C1445<='Farm data entry'!$E$16)","v":false},0,{"$f":"VLOOKUP($A1445,ETo!$A$3:$N$10959,Hydrology!$D$1,FALSE)","v":0},{"$f":"(H1445*'Farm data entry'!$D$25)","v":0},{"$f":"kc(C1445,Kc!$E$9:$H$9,Kc!$I$9:$K$9)","v":0},0,{"$f":"K1445*10*'Farm data entry'!$E$22","v":0},{"$f":"(L1445*'Farm data entry'!$D$14)","v":0},0,0,0,544.97005762827519,0,0,0,544.97005762827519,0,0,0,544.97005762827519,0]
["1989-12-17",1989,351,{"$f":"VLOOKUP($A1450,Rainfall!$D$3:$Q$10959,Hydrology!$D$1,FALSE)","v":6.1000002719999999},{"$f":"MAX((D1450-'Farm data entry'!$D$24)*'Farm data entry'!$D$23,0)*10*'Farm data entry'!$D$10","v":77.900005167999993},{"$f":"AND(C1450>='Farm data entry'!$E$15,Hydrology!C1450<='Farm data entry'!$E$16)","v":false},0,{"$f":"VLOOKUP($A1450,ETo!$A$3:$N$10959,Hydrology!$D$1,FALSE)","v":1.1161805},{"$f":"(H1450*'Farm data entry'!$D$25)","v":0.78132634999999995},{"$f":"kc(C1450,Kc!$E$9:$H$9,Kc!$I$9:$K$9)","v":0},0,{"$f":"K1450*10*'Farm data entry'!$E$22","v":0},{"$f":"(L1450*'Farm data entry'!$D$14)","v":0},0,0,0,544.97005762827519,0,0,0,544.97005762827519,0,0,0,544.97005762827519,0]
["1990-01-01",1990,1,{"$f":"VLOOKUP($A1465,Rainfall!$D$3:$Q$10959,Hydrology!$D$1,FALSE)","v":0.99999999360000003},{"$f":"MAX((D1465-'Farm data entry'!$D$24)*'Farm data entry'!$D$23,0)*10*'Farm data entry'!$D$10","v":0},{"$f":"AND(C1465>='Farm data entry'!$E$15,Hydrology!C1465<='Farm data entry'!$E$16)","v":false},0,{"$f":"VLOOKUP($A1465,ETo!$A$3:$N$10959,Hydrology!$D$1,FALSE)","v":0.18778813999999999},{"$f":"(H1465*'Farm data entry'!$D$25)","v":0.13145169799999998},{"$f":"kc(C1465,Kc!$E$9:$H$9,Kc!$I$9:$K$9)","v":0},0,{"$f":"K1465*10*'Farm data entry'!$E$22","v":0},{"$f":"(L1465*'Farm data entry'!$D$14)","v":0},0,0,0,544.97005762827519,0,0,0,544.97005762827519,0,0,0,544.97005762827519,0]
["1990-01-04",1990,4,{"$f":"VLOOKUP($A1468,Rainfall!$D$3:$Q$10959,Hydrology!$D$1,FALSE)","v":0},{"$f":"MAX((D1468-'Farm data entry'!$D$24)*'Farm data entry'!$D$23,0)*10*'Farm data entry'!$D$10","v":0},{"$f":"AND(C1468>='Farm data entry'!$E$15,Hydrology!C1468<='Farm data entry'!$E$16)","v":false},0,{"$f":"VLOOKUP($A1468,ETo!$A$3:$N$10959,Hydrology!$D$1,FALSE)","v":4.4758510000000001E-2},{"$f":"(H1468*'Farm data entry'!$D$25)","v":3.1330957E-2},{"$f":"kc(C1468,Kc!$E$9:$H$9,Kc!$I$9:$K$9)","v":0},0,{"$f":"K1468*10*'Farm data entry'!$E$22","v":0},{"$f":"(L1468*'Farm data entry'!$D$14)","v":0},0,0,0,544.97005762827519,0,0,0,544.97005762827519,0,0,0,544.97005762827519,0]
["1990-01-16",1990,16,{"$f":"VLOOKUP($A1480,Rainfall!$D$3:$Q$10959,Hydrology!$D$1,FALSE)","v":0.39999998880000004},{"$f":"MAX((D1480-'Farm data entry'!$D$24)*'Farm data entry'!$D$23,0)*10*'Farm data entry'!$D$10","v":0},{"$f":"AND(C1480>='Farm data entry'!$E$15,Hydrology!C1480<='Farm data entry'!$E$16)","v":false},0,{"$f":"VLOOKUP($A1480,ETo!$A$3:$N$10959,Hydrology!$D$1,FALSE)","v":0.27405137000000002},{"$f":"(H1480*'Farm data entry'!$D$25)","v":0.191835959},{"$f":"kc(C1480,Kc!$E$9:$H$9,Kc!$I$9:$K$9)","v":0},0,{"$f":"K1480*10*'Farm data entry'!$E$22","v":0},{"$f":"(L1480*'Farm data entry'!$D$14)","v":0},0,0,0,544.97005762827519,0,0,0,544.97005762827519,0,0,0,544.97005762827519,0]
["1990-01-27",1990,27,{"$f":"VLOOKUP($A1491,Rainfall!$D$3:$Q$10959,Hydrology!$D$1,FALSE)","v":3.8999999232000002},{"$f":"MAX((D1491-'Farm data entry'!$D$24)*'Farm data entry'!$D$23,0)*10*'Farm data entry'!$D$10","v":36.099998540800001},{"$f":"AND(C1491>='Farm data entry'!$E$15,Hydrology!C1491<='Farm data entry'!$E$16)","v":false},0,{"$f":"VLOOKUP($A1491,ETo!$A$3:$N$10959,Hydrology!$D$1,FALSE)","v":0.78479063999999998},{"$f":"(H1491*'Farm data entry'!$D$25)","v":0.54935344799999997},{"$f":"kc(C1491,Kc!$E$9:$H$9,Kc!$I$9:$K$9)","v":0},0,{"$f":"K1491*10*'Farm data entry'!$E$22","v":0},{"$f":"(L1491*'Farm data entry'!$D$14)","v":0},0,0,0,544.97005762827519,0,0,0,544.97005762827519,0,0,0,544.97005762827519,0]
["1990-02-06",1990,37,{"$f":"VLOOKUP($A1501,Rainfall!$D$3:$Q$10959,Hydrology!$D$1,FALSE)","v":12.100000319999999},{"$f":"MAX((D1501-'Farm data entry'!$D$24)*'Farm data entry'!$D$23,0)*10*'Farm data entry'!$D$10","v":191.90000607999997},{"$f":"AND(C1501>='Farm data entry'!$E$15,Hydrology!C1501<='Farm data entry'!$E$16)","v":false},0,{"$f":"VLOOKUP($A1501,ETo!$A$3:$N$10959,Hydrology!$D$1,FALSE)","v":0.97414020000000001},{"$f":"(H1501*'Farm data entry'!$D$25)","v":0.68189813999999993},{"$f":"kc(C1501,Kc!$E$9:$H$9,Kc!$I$9:$K$9)","v":0},0,{"$f":"K1501*10*'Farm data entry'!$E$22","v":0},{"$f":"(L1501*'Farm data entry'!$D$14)","v":0},0,0,0,544.97005762827519,0,0,0,544.97005762827519,0,0,0,544.97005762827519,0]
["1990-02-15",1990,46,{"$f":"VLOOKUP($A1510,Rainfall!$D$3:$Q$10959,Hydrology!$D$1,FALSE)","v":0},{"$f":"MAX((D1510-'Farm data entry'!$D$24)*'Farm data entry'!$D$23,0)*10*'Farm data entry'!$D$10","v":0},{"$f":"AND(C1510>='Farm data entry'!$E$15,Hydrology!C1510<='Farm data entry'!$E$16)","v":false},0,{"$f":"VLOOKUP($A1510,ETo!$A$3:$N$10959,Hydrology!$D$1,FALSE)","v":1.0956090999999999},{"$f":"(H1510*'Farm data entry'!$D$25)","v":0.76692636999999986},{"$f":"kc(C1510,Kc!$E$9:$H$9,Kc!$I$9:$K$9)","v":0},0,{"$f":"K1510*10*'Farm data entry'!$E$22","v":0},{"$f":"(L1510*'Farm data entry'!$D$14)","v":0},0,0,0,544.97005762827519,0,0,0,544.97005762827519,0,0,0,544.97005762827519,0]
["1990-02-26",1990,57,{"$f":"VLOOKUP($A1521,Rainfall!$D$3:$Q$10959,Hydrology!$D$1,FALSE)","v":4.1999999040000002},{"$f":"MAX((D1521-'Farm data entry'!$D$24)*'Farm data entry'!$D$23,0)*10*'Farm data entry'!$D$10","v":41.799998176000003},{"$f":"AND(C1521>='Farm data entry'!$E$15,Hydrology!C1521<='Farm data entry'!$E$16)","v":false},0,{"$f":"VLOOKUP($A1521,ETo!$A$3:$N$10959,Hydrology!$D$1,FALSE)","v":2.1053522},{"$f":"(H1521*'Farm data entry'!$D$25)","v":1.4737465399999998},{"$f":"kc(C1521,Kc!$E$9:$H$9,Kc!$I$9:$K$9)","v":0},0,{"$f":"K1521*10*'Farm data entry'!$E$22","v":0},{"$f":"(L1521*'Farm data entry'!$D$14)","v":0},0,0,0,544.97005762827519,0,0,0,544.97005762827519,0,0,0,544.97005762827519,0]
["1990-03-03",1990,62,{"$f":"VLOOKUP($A1526,Rainfall!$D$3:$Q$10959,Hydrology!$D$1,FALSE)","v":0},{"$f":"MAX((D1526-'Farm data entry'!$D$24)*'Farm data entry'!$D$23,0)*10*'Farm data entry'!$D$10","v":0},{"$f":"AND(C1526>='Farm data entry'!$E$15,Hydrology!C1526<='Farm data entry'!$E$16)","v":true},0,{"$f":"VLOOKUP($A1526,ETo!$A$3:$N$10959,Hydrology!$D$1,FALSE)","v":0.95189699999999999},{"$f":"(H1526*'Farm data entry'!$D$25)","v":0.66632789999999997},{"$f":"kc(C1526,Kc!$E$9:$H$9,Kc!$I$9:$K$9)","v":0},0,{"$f":"K1526*10*'Farm data entry'!$E$22","v":0},{"$f":"(L1526*'Farm data entry'!$D$14)","v":0},0,0,0,544.97005762827519,0,0,0,544.97005762827519,0,0,0,544.97005762827519,0]
["1990-03-19",1990,78,{"$f":"VLOOKUP($A1542,Rainfall!$D$3:$Q$10959,Hydrology!$D$1,FALSE)","v":0.90000002879999996},{"$f":"MAX((D1542-'Farm data entry'!$D$24)*'Farm data entry'!$D$23,0)*10*'Farm data entry'!$D$10","v":0},{"$f":"AND(C1542>='Farm data entry'!$E$15,Hydrology!C1542<='Farm data entry'!$E$16)","v":true},0,{"$f":"VLOOKUP($A1542,ETo!$A$3:$N$10959,Hydrology!$D$1,FALSE)","v":0.63185630000000004},{"$f":"(H1542*'Farm data entry'!$D$25)","v":0.44229941},{"$f":"kc(C1542,Kc!$E$9:$H$9,Kc!$I$9:$K$9)","v":0},0,{"$f":"K1542*10*'Farm data entry'!$E$22","v":0},{"$f":"(L1542*'Farm data entry'!$D$14)","v":0},0,0,0,544.97005762827519,0,0,0,544.97005762827519,0,0,0,544.97005762827519,0]
["1990-03-28",1990,87,{"$f":"VLOOKUP($A1551,Rainfall!$D$3:$Q$10959,Hydrology!$D$1,FALSE)","v":0},{"$f":"MAX((D1551-'Farm data entry'!$D$24)*'Farm data entry'!$D$23,0)*10*'Farm data entry'!$D$10","v":0},{"$f":"AND(C1551>='Farm data entry'!$E$15,Hydrology!C1551<='Farm data entry'!$E$16)","v":true},0,{"$f":"VLOOKUP($A1551,ETo!$A$3:$N$10959,Hydrology!$D$1,FALSE)","v":1.0953819},{"$f":"(H1551*'Farm data entry'!$D$25)","v":0.76676732999999997},{"$f":"kc(C1551,Kc!$E$9:$H$9,Kc!$I$9:$K$9)","v":0},0,{"$f":"K1551*10*'Farm data entry'!$E$22","v":0},{"$f":"(L1551*'Farm data entry'!$D$14)","v":0},0,0,0,550.67005702027518,0,0,0,550.67005702027518,0,0,0,550.67005702027518,0]
["1990-04-02",1990,92,{"$f":"VLOOKUP($A1556,Rainfall!$D$3:$Q$10959,Hydrology!$D$1,FALSE)","v":11.500000704},{"$f":"MAX((D1556-'Farm data entry'!$D$24)*'Farm data entry'!$D$23,0)*10*'Farm data entry'!$D$10","v":180.50001337599997},{"$f":"AND(C1556>='Farm data entry'!$E$15,Hydrology!C1556<='Farm data entry'!$E$16)","v":true},180.50001337599997,{"$f":"VLOOKUP($A1556,ETo!$A$3:$N$10959,Hydrology!$D$1,FALSE)","v":1.4414389000000001},{"$f":"(H1556*'Farm data entry'!$D$25)","v":1.0090072299999999},{"$f":"kc(C1556,Kc!$E$9:$H$9,Kc!$I$9:$K$9)","v":0.4},0.40360289199999999,{"$f":"K1556*10*'Farm data entry'!$E$22","v":8.0720578399999994},{"$f":"(L1556*'Farm data entry'!$D$14)","v":1.2108086759999999},9.2828665159999986,9.2828665159999986,0,721.88720388027514,0,9.2828665159999986,0,721.88720388027514,0,9.2828665159999986,0,721.88720388027514,0]
["1990-04-12",1990,102,{"$f":"VLOOKUP($A1566,Rainfall!$D$3:$Q$10959,Hydrology!$D$1,FALSE)","v":9.9999999360000008E-2},{"$f":"MAX((D1566-'Farm data entry'!$D$24)*'Farm data entry'!$D$23,0)*10*'Farm data entry'!$D$10","v":0},{"$f":"AND(C1566>='Farm data entry'!$E$15,Hydrology!C1566<='Farm data entry'!$E$16)","v":true},0,{"$f":"VLOOKUP($A1566,ETo!$A$3:$N$10959,Hydrology!$D$1,FALSE)","v":2.4397677999999998},{"$f":"(H1566*'Farm data entry'!$D$25)","v":1.7078374599999997},{"$f":"kc(C1566,Kc!$E$9:$H$9,Kc!$I$9:$K$9)","v":0.42941176470588238},0.73336549752941171,{"$f":"K1566*10*'Farm data entry'!$E$22","v":14.667309950588233},{"$f":"(L1566*'Farm data entry'!$D$14)","v":2.2000964925882349},16.867406443176467,16.867406443176467,0,587.96387010548096,0,16.867406443176467,0,587.96387010548096,0,16.867406443176467,0,587.96387010548096,0]
["1990-04-27",1990,117,{"$f":"VLOOKUP($A1581,Rainfall!$D$3:$Q$10959,Hydrology!$D$1,FALSE)","v":0},{"$f":"MAX((D1581-'Farm data entry'!$D$24)*'Farm data entry'!$D$23,0)*10*'Farm data entry'!$D$10","v":0},{"$f":"AND(C1581>='Farm data entry'!$E$15,Hydrology!C1581<='Farm data entry'!$E$16)","v":true},0,{"$f":"VLOOKUP($A1581,ETo!$A$3:$N$10959,Hydrology!$D$1,FALSE)","v":2.9432320000000001},{"$f":"(H1581*'Farm data entry'!$D$25)","v":2.0602624},{"$f":"kc(C1581,Kc!$E$9:$H$9,Kc!$I$9:$K$9)","v":0.47352941176470592},0.97559484235294125,{"$f":"K1581*10*'Farm data entry'!$E$22","v":19.511896847058825},{"$f":"(L1581*'Farm data entry'!$D$14)","v":2.9267845270588237},22.43868137411765,22.43868137411765,0,716.09674331523956,0,22.43868137411765,0,716.09674331523956,0,22.43868137411765,0,716.09674331523956,0]
["1990-05-02",1990,122,{"$f":"VLOOKUP($A1586,Rainfall!$D$3:$Q$10959,Hydrology!$D$1,FALSE)","v":0},{"$f":"MAX((D1586-'Farm data entry'!$D$24)*'Farm data entry'!$D$23,0)*10*'Farm data entry'!$D$10","v":0},{"$f":"AND(C1586>='Farm data entry'!$E$15,Hydrology!C1586<='Farm data entry'!$E$16)","v":true},0,{"$f":"VLOOKUP($A1586,ETo!$A$3:$N$10959,Hydrology!$D$1,FALSE)","v":3.6686225000000001},{"$f":"(H1586*'Farm data entry'!$D$25)","v":2.56803575},{"$f":"kc(C1586,Kc!$E$9:$H$9,Kc!$I$9:$K$9)","v":0.4882352941176471},1.2538056897058825,{"$f":"K1586*10*'Farm data entry'!$E$22","v":25.076113794117649},{"$f":"(L1586*'Farm data entry'!$D$14)","v":3.7614170691176474},28.837530863235298,28.837530863235298,0,588.84731946535715,0,28.837530863235298,0,588.84731946535715,0,28.837530863235298,0,588.84731946535715,0]
["1990-05-13",1990,133,{"$f":"VLOOKUP($A1597,Rainfall!$D$3:$Q$10959,Hydrology!$D$1,FALSE)","v":0},{"$f":"MAX((D1597-'Farm data entry'!$D$24)*'Farm data entry'!$D$23,0)*10*'Farm data entry'!$D$10","v":0},{"$f":"AND(C1597>='Farm data entry'!$E$15,Hydrology!C1597<='Farm data entry'!$E$16)","v":true},0,{"$f":"VLOOKUP($A1597,ETo!$A$3:$N$10959,Hydrology!$D$1,FALSE)","v":1.7582314000000001},{"$f":"(H1597*'Farm data entry'!$D$25)","v":1.23076198},{"$f":"kc(C1597,Kc!$E$9:$H$9,Kc!$I$9:$K$9)","v":0.52058823529411768},0.64072020723529421,{"$f":"K1597*10*'Farm data entry'!$E$22","v":12.814404144705884},{"$f":"(L1597*'Farm data entry'!$D$14)","v":1.9221606217058826},14.736564766411767,14.736564766411767,0,409.91947369092179,0,14.736564766411767,0,409.91947369092179,0,14.736564766411767,0,409.91947369092179,0]
["1990-05-19",1990,139,{"$f":"VLOOKUP($A1603,Rainfall!$D$3:$Q$10959,Hydrology!$D$1,FALSE)","v":0},{"$f":"MAX((D1603-'Farm data entry'!$D$24)*'Farm data entry'!$D$23,0)*10*'Farm data entry'!$D$10","v":0},{"$f":"AND(C1603>='Farm data entry'!$E$15,Hydrology!C1603<='Farm data entry'!$E$16)","v":true},0,{"$f":"VLOOKUP($A1603,ETo!$A$3:$N$10959,Hydrology!$D$1,FALSE)","v":2.8811170000000002},{"$f":"(H1603*'Farm data entry'!$D$25)","v":2.0167818999999998},{"$f":"kc(C1603,Kc!$E$9:$H$9,Kc!$I$9:$K$9)","v":0.53823529411764715},1.0855031991176471,{"$f":"K1603*10*'Farm data entry'!$E$22","v":21.710063982352942},{"$f":"(L1603*'Farm data entry'!$D$14)","v":3.2565095973529412},24.966573579705884,24.966573579705884,0,261.01841144083357,0,24.966573579705884,0,261.01841144083357,0,24.966573579705884,0,261.01841144083357,0]
["1990-05-28",1990,148,{"$f":"VLOOKUP($A1612,Rainfall!$D$3:$Q$10959,Hydrology!$D$1,FALSE)","v":0},{"$f":"MAX((D1612-'Farm data entry'!$D$24)*'Farm data entry'!$D$23,0)*10*'Farm data entry'!$D$10","v":0},{"$f":"AND(C1612>='Farm data entry'!$E$15,Hydrology!C1612<='Farm data entry'!$E$16)","v":true},0,{"$f":"VLOOKUP($A1612,ETo!$A$3:$N$10959,Hydrology!$D$1,FALSE)","v":3.2965393000000001},{"$f":"(H1612*'Farm data entry'!$D$25)","v":2.3075775099999998},{"$f":"kc(C1612,Kc!$E$9:$H$9,Kc!$I$9:$K$9)","v":0.56470588235294117},1.3031025938823528,{"$f":"K1612*10*'Farm data entry'!$E$22","v":26.062051877647058},{"$f":"(L1612*'Farm data entry'!$D$14)","v":3.9093077816470583},29.971359659294116,24.436153329745316,0,0,5.5352063295487994,24.436153329745316,0,0,5.5352063295487994,24.436153329745316,0,0,5.5352063295487994]
["1990-06-12",1990,163,{"$f":"VLOOKUP($A1627,Rainfall!$D$3:$Q$10959,Hydrology!$D$1,FALSE)","v":0},{"$f":"MAX((D1627-'Farm data entry'!$D$24)*'Farm data entry'!$D$23,0)*10*'Farm data entry'!$D$10","v":0},{"$f":"AND(C1627>='Farm data entry'!$E$15,Hydrology!C1627<='Farm data entry'!$E$16)","v":true},0,{"$f":"VLOOKUP($A1627,ETo!$A$3:$N$10959,Hydrology!$D$1,FALSE)","v":1.6518847999999999},{"$f":"(H1627*'Farm data entry'!$D$25)","v":1.1563193599999999},{"$f":"kc(C1627,Kc!$E$9:$H$9,Kc!$I$9:$K$9)","v":0.60882352941176465},0.70399443388235283,{"$f":"K1627*10*'Farm data entry'!$E$22","v":14.079888677647057},{"$f":"(L1627*'Farm data entry'!$D$14)","v":2.1119833016470584},16.191871979294117,0,0,0,16.191871979294117,0,0,0,16.191871979294117,0,0,0,16.191871979294117]
["1990-06-21",1990,172,{"$f":"VLOOKUP($A1636,Rainfall!$D$3:$Q$10959,Hydrology!$D$1,FALSE)","v":19.400000255999998},{"$f":"MAX((D1636-'Farm data entry'!$D$24)*'Farm data entry'!$D$23,0)*10*'Farm data entry'!$D$10","v":330.60000486399991},{"$f":"AND(C1636>='Farm data entry'!$E$15,Hydrology!C1636<='Farm data entry'!$E$16)","v":true},330.60000486399991,{"$f":"VLOOKUP($A1636,ETo!$A$3:$N$10959,Hydrology!$D$1,FALSE)","v":2.5885696},{"$f":"(H1636*'Farm data entry'!$D$25)","v":1.8119987199999998},{"$f":"kc(C1636,Kc!$E$9:$H$9,Kc!$I$9:$K$9)","v":0.63529411764705879},1.1511521279999999,{"$f":"K1636*10*'Farm data entry'!$E$22","v":23.023042559999997},{"$f":"(L1636*'Farm data entry'!$D$14)","v":3.4534563839999994},26.476498943999996,26.476498943999996,0,304.1235059199999,0,26.476498943999996,0,304.1235059199999,0,26.476498943999996,0,304.1235059199999,0]
["1990-06-27",1990,178,{"$f":"VLOOKUP($A1642,Rainfall!$D$3:$Q$10959,Hydrology!$D$1,FALSE)","v":0},{"$f":"MAX((D1642-'Farm data entry'!$D$24)*'Farm data entry'!$D$23,0)*10*'Farm data entry'!$D$10","v":0},{"$f":"AND(C1642>='Farm data entry'!$E$15,Hydrology!C1642<='Farm data entry'!$E$16)","v":true},0,{"$f":"VLOOKUP($A1642,ETo!$A$3:$N$10959,Hydrology!$D$1,FALSE)","v":3.050678},{"$f":"(H1642*'Farm data entry'!$D$25)","v":2.1354745999999998},{"$f":"kc(C1642,Kc!$E$9:$H$9,Kc!$I$9:$K$9)","v":0.65294117647058825},1.3943392976470588,{"$f":"K1642*10*'Farm data entry'!$E$22","v":27.886785952941175},{"$f":"(L1642*'Farm data entry'!$D$14)","v":4.1830178929411757},32.069803845882348,32.069803845882348,0,134.33544929382342,0,32.069803845882348,0,134.33544929382342,0,32.069803845882348,0,134.33544929382342,0]
["1990-07-12",1990,193,{"$f":"VLOOKUP($A1657,Rainfall!$D$3:$Q$10959,Hydrology!$D$1,FALSE)","v":0},{"$f":"MAX((D1657-'Farm data entry'!$D$24)*'Farm data entry'!$D$23,0)*10*'Farm data entry'!$D$10","v":0},{"$f":"AND(C1657>='Farm data entry'!$E$15,Hydrology!C1657<='Farm data entry'!$E$16)","v":true},0,{"$f":"VLOOKUP($A1657,ETo!$A$3:$N$10959,Hydrology!$D$1,FALSE)","v":3.9670342999999999},{"$f":"(H1657*'Farm data entry'!$D$25)","v":2.7769240099999997},{"$f":"kc(C1657,Kc!$E$9:$H$9,Kc!$I$9:$K$9)","v":0.69705882352941173},1.9356793834411761,{"$f":"K1657*10*'Farm data entry'!$E$22","v":38.713587668823521},{"$f":"(L1657*'Farm data entry'!$D$14)","v":5.8070381503235282},44.52062581914705,0,0,0,44.52062581914705,0,0,0,44.52062581914705,0,0,0,44.52062581914705]
["1990-07-24",{"$f":"YEAR(A1669)","v":1990},205,{"$f":"VLOOKUP($A1669,Rainfall!$D$3:$Q$10959,Hydrology!$D$1,FALSE)","v":0},{"$f":"MAX((D1669-'Farm data entry'!$D$24)*'Farm data entry'!$D$23,0)*10*'Farm data entry'!$D$10","v":0},{"$f":"AND(C1669>='Farm data entry'!$E$15,Hydrology!C1669<='Farm data entry'!$E$16)","v":true},0,{"$f":"VLOOKUP($A1669,ETo!$A$3:$N$10959,Hydrology!$D$1,FALSE)","v":3.8435583000000002},{"$f":"(H1669*'Farm data entry'!$D$25)","v":2.69049081},{"$f":"kc(C1669,Kc!$E$9:$H$9,Kc!$I$9:$K$9)","v":0.73235294117647054},1.9703888579117645,{"$f":"K1669*10*'Farm data entry'!$E$22","v":39.407777158235291},{"$f":"(L1669*'Farm data entry'!$D$14)","v":5.9111665737352936},{"$f":"SUM(L1669:M1669)","v":45.318943731970585},0,0,0,{"$f":"$N1669-O1669","v":45.318943731970585},{"$f":"MIN($N1669,U1668+$G1669)","v":0},{"$f":"MAX(U1668+$G1669-$N1669-T$1,0)","v":0},{"$f":"MIN(U1668-S1669+$G1669,T$1)","v":0},{"$f":"$N1669-S1669","v":45.318943731970585},{"$f":"MIN($N1669,Y1668+$G1669)","v":0},{"$f":"MAX(Y1668+$G1669-$N1669-X$1,0)","v":0},{"$f":"MIN(Y1668-W1669+$G1669,X$1)","v":0},{"$f":"$N1669-W1669","v":45.318943731970585}]
["1990-07-27",1990,208,{"$f":"VLOOKUP($A1672,Rainfall!$D$3:$Q$10959,Hydrology!$D$1,FALSE)","v":0},{"$f":"MAX((D1672-'Farm data entry'!$D$24)*'Farm data entry'!$D$23,0)*10*'Farm data entry'!$D$10","v":0},{"$f":"AND(C1672>='Farm data entry'!$E$15,Hydrology!C1672<='Farm data entry'!$E$16)","v":true},0,{"$f":"VLOOKUP($A1672,ETo!$A$3:$N$10959,Hydrology!$D$1,FALSE)","v":2.5742953000000002},{"$f":"(H1672*'Farm data entry'!$D$25)","v":1.8020067099999999},{"$f":"kc(C1672,Kc!$E$9:$H$9,Kc!$I$9:$K$9)","v":0.74117647058823533},1.3356049732941175,{"$f":"K1672*10*'Farm data entry'!$E$22","v":26.71209946588235},{"$f":"(L1672*'Farm data entry'!$D$14)","v":4.0068149198823519},30.718914385764702,0,0,0,30.718914385764702,0,0,0,30.718914385764702,0,0,0,30.718914385764702]
["1990-08-11",1990,223,{"$f":"VLOOKUP($A1687,Rainfall!$D$3:$Q$10959,Hydrology!$D$1,FALSE)","v":0},{"$f":"MAX((D1687-'Farm data entry'!$D$24)*'Farm data entry'!$D$23,0)*10*'Farm data entry'!$D$10","v":0},{"$f":"AND(C1687>='Farm data entry'!$E$15,Hydrology!C1687<='Farm data entry'!$E$16)","v":true},0,{"$f":"VLOOKUP($A1687,ETo!$A$3:$N$10959,Hydrology!$D$1,FALSE)","v":3.5193949},{"$f":"(H1687*'Farm data entry'!$D$25)","v":2.4635764299999998},{"$f":"kc(C1687,Kc!$E$9:$H$9,Kc!$I$9:$K$9)","v":0.78529411764705881},1.934632078852941,{"$f":"K1687*10*'Farm data entry'!$E$22","v":38.692641577058822},{"$f":"(L1687*'Farm data entry'!$D$14)","v":5.8038962365588231},44.496537813617643,0,0,0,44.496537813617643,0,0,0,44.496537813617643,0,0,0,44.496537813617643]
["1990-08-22",1990,234,{"$f":"VLOOKUP($A1698,Rainfall!$D$3:$Q$10959,Hydrology!$D$1,FALSE)","v":0},{"$f":"MAX((D1698-'Farm data entry'!$D$24)*'Farm data entry'!$D$23,0)*10*'Farm data entry'!$D$10","v":0},{"$f":"AND(C1698>='Farm data entry'!$E$15,Hydrology!C1698<='Farm data entry'!$E$16)","v":true},0,{"$f":"VLOOKUP($A1698,ETo!$A$3:$N$10959,Hydrology!$D$1,FALSE)","v":2.7047306999999998},{"$f":"(H1698*'Farm data entry'!$D$25)","v":1.8933114899999997},{"$f":"kc(C1698,Kc!$E$9:$H$9,Kc!$I$9:$K$9)","v":0.81764705882352939},1.5480605712352937,{"$f":"K1698*10*'Farm data entry'!$E$22","v":30.961211424705873},{"$f":"(L1698*'Farm data entry'!$D$14)","v":4.6441817137058807},35.605393138411756,30.768122161535253,0,0,4.8372709768765034,30.768122161535253,0,0,4.8372709768765034,30.768122161535253,0,0,4.8372709768765034]
["1990-08-25",1990,237,{"$f":"VLOOKUP($A1701,Rainfall!$D$3:$Q$10959,Hydrology!$D$1,FALSE)","v":0.30000000671999999},{"$f":"MAX((D1701-'Farm data entry'!$D$24)*'Farm data entry'!$D$23,0)*10*'Farm data entry'!$D$10","v":0},{"$f":"AND(C1701>='Farm data entry'!$E$15,Hydrology!C1701<='Farm data entry'!$E$16)","v":true},0,{"$f":"VLOOKUP($A1701,ETo!$A$3:$N$10959,Hydrology!$D$1,FALSE)","v":2.5291743000000002},{"$f":"(H1701*'Farm data entry'!$D$25)","v":1.7704220100000001},{"$f":"kc(C1701,Kc!$E$9:$H$9,Kc!$I$9:$K$9)","v":0.82647058823529407},1.4632017200294118,{"$f":"K1701*10*'Farm data entry'!$E$22","v":29.264034400588237},{"$f":"(L1701*'Farm data entry'!$D$14)","v":4.3896051600882355},33.653639560676474,0,0,0,33.653639560676474,0,0,0,33.653639560676474,0,0,0,33.653639560676474]
["1990-09-10",1990,253,{"$f":"VLOOKUP($A1717,Rainfall!$D$3:$Q$10959,Hydrology!$D$1,FALSE)","v":0},{"$f":"MAX((D1717-'Farm data entry'!$D$24)*'Farm data entry'!$D$23,0)*10*'Farm data entry'!$D$10","v":0},{"$f":"AND(C1717>='Farm data entry'!$E$15,Hydrology!C1717<='Farm data entry'!$E$16)","v":true},0,{"$f":"VLOOKUP($A1717,ETo!$A$3:$N$10959,Hydrology!$D$1,FALSE)","v":1.4897187999999999},{"$f":"(H1717*'Farm data entry'!$D$25)","v":1.0428031599999998},{"$f":"kc(C1717,Kc!$E$9:$H$9,Kc!$I$9:$K$9)","v":0.85},0.88638268599999981,{"$f":"K1717*10*'Farm data entry'!$E$22","v":17.727653719999996},{"$f":"(L1717*'Farm data entry'!$D$14)","v":2.6591480579999991},20.386801777999995,0,0,0,20.386801777999995,0,0,0,20.386801777999995,0,0,0,20.386801777999995]
["1990-09-21",1990,264,{"$f":"VLOOKUP($A1728,Rainfall!$D$3:$Q$10959,Hydrology!$D$1,FALSE)","v":3.8999999232000002},{"$f":"MAX((D1728-'Farm data entry'!$D$24)*'Farm data entry'!$D$23,0)*10*'Farm data entry'!$D$10","v":36.099998540800001},{"$f":"AND(C1728>='Farm data entry'!$E$15,Hydrology!C1728<='Farm data entry'!$E$16)","v":true},36.099998540800001,{"$f":"VLOOKUP($A1728,ETo!$A$3:$N$10959,Hydrology!$D$1,FALSE)","v":3.1851356000000002},{"$f":"(H1728*'Farm data entry'!$D$25)","v":2.2295949199999998},{"$f":"kc(C1728,Kc!$E$9:$H$9,Kc!$I$9:$K$9)","v":0.85},1.8951556819999997,{"$f":"K1728*10*'Farm data entry'!$E$22","v":37.903113639999994},{"$f":"(L1728*'Farm data entry'!$D$14)","v":5.6854670459999985},43.588580685999993,36.099998540800001,0,0,7.4885821451999917,36.099998540800001,0,0,7.4885821451999917,36.099998540800001,0,0,7.4885821451999917]
["1990-09-27",1990,270,{"$f":"VLOOKUP($A1734,Rainfall!$D$3:$Q$10959,Hydrology!$D$1,FALSE)","v":0},{"$f":"MAX((D1734-'Farm data entry'!$D$24)*'Farm data entry'!$D$23,0)*10*'Farm data entry'!$D$10","v":0},{"$f":"AND(C1734>='Farm data entry'!$E$15,Hydrology!C1734<='Farm data entry'!$E$16)","v":true},0,{"$f":"VLOOKUP($A1734,ETo!$A$3:$N$10959,Hydrology!$D$1,FALSE)","v":1.1830586999999999},{"$f":"(H1734*'Farm data entry'!$D$25)","v":0.82814108999999991},{"$f":"kc(C1734,Kc!$E$9:$H$9,Kc!$I$9:$K$9)","v":0.85},0.7039199264999999,{"$f":"K1734*10*'Farm data entry'!$E$22","v":14.078398529999998},{"$f":"(L1734*'Farm data entry'!$D$14)","v":2.1117597794999994},16.190158309499996,16.190158309499996,0,34.310764815400006,0,16.190158309499996,0,34.310764815400006,0,16.190158309499996,0,34.310764815400006,0]
["1990-10-06",1990,279,{"$f":"VLOOKUP($A1743,Rainfall!$D$3:$Q$10959,Hydrology!$D$1,FALSE)","v":0.49999999680000001},{"$f":"MAX((D1743-'Farm data entry'!$D$24)*'Farm data entry'!$D$23,0)*10*'Farm data entry'!$D$10","v":0},{"$f":"AND(C1743>='Farm data entry'!$E$15,Hydrology!C1743<='Farm data entry'!$E$16)","v":true},0,{"$f":"VLOOKUP($A1743,ETo!$A$3:$N$10959,Hydrology!$D$1,FALSE)","v":1.9384052000000001},{"$f":"(H1743*'Farm data entry'!$D$25)","v":1.3568836399999999},{"$f":"kc(C1743,Kc!$E$9:$H$9,Kc!$I$9:$K$9)","v":0.65},0.88197436600000001,{"$f":"K1743*10*'Farm data entry'!$E$22","v":17.639487320000001},{"$f":"(L1743*'Farm data entry'!$D$14)","v":2.6459230979999999},20.285410418000001,20.285410418000001,0,391.278747113625,0,20.285410418000001,0,391.278747113625,0,20.285410418000001,0,391.278747113625,0]
["1990-10-11",1990,284,{"$f":"VLOOKUP($A1748,Rainfall!$D$3:$Q$10959,Hydrology!$D$1,FALSE)","v":0},{"$f":"MAX((D1748-'Farm data entry'!$D$24)*'Farm data entry'!$D$23,0)*10*'Farm data entry'!$D$10","v":0},{"$f":"AND(C1748>='Farm data entry'!$E$15,Hydrology!C1748<='Farm data entry'!$E$16)","v":true},0,{"$f":"VLOOKUP($A1748,ETo!$A$3:$N$10959,Hydrology!$D$1,FALSE)","v":1.1506451},{"$f":"(H1748*'Farm data entry'!$D$25)","v":0.80545156999999989},{"$f":"kc(C1748,Kc!$E$9:$H$9,Kc!$I$9:$K$9)","v":0.52500000000000002},0.42286207424999994,{"$f":"K1748*10*'Farm data entry'!$E$22","v":8.4572414849999991},{"$f":"(L1748*'Farm data entry'!$D$14)","v":1.2685862227499998},9.7258277077499997,9.7258277077499997,0,342.93127726987501,0,9.7258277077499997,0,342.93127726987501,0,9.7258277077499997,0,342.93127726987501,0]
["1990-10-26",1990,299,{"$f":"VLOOKUP($A1763,Rainfall!$D$3:$Q$10959,Hydrology!$D$1,FALSE)","v":21.6},{"$f":"MAX((D1763-'Farm data entry'!$D$24)*'Farm data entry'!$D$23,0)*10*'Farm data entry'!$D$10","v":372.40000000000003},{"$f":"AND(C1763>='Farm data entry'!$E$15,Hydrology!C1763<='Farm data entry'!$E$16)","v":true},372.40000000000003,{"$f":"VLOOKUP($A1763,ETo!$A$3:$N$10959,Hydrology!$D$1,FALSE)","v":0.57264809999999999},{"$f":"(H1763*'Farm data entry'!$D$25)","v":0.40085367},{"$f":"kc(C1763,Kc!$E$9:$H$9,Kc!$I$9:$K$9)","v":0.15},6.0128050499999995E-2,{"$f":"K1763*10*'Farm data entry'!$E$22","v":1.2025610099999999},{"$f":"(L1763*'Farm data entry'!$D$14)","v":0.18038415149999998},1.3829451614999999,1.3829451614999999,0,864.32472164442493,0,1.3829451614999999,0,864.32472164442493,0,1.3829451614999999,0,864.32472164442493,0]
["1990-11-07",1990,311,{"$f":"VLOOKUP($A1775,Rainfall!$D$3:$Q$10959,Hydrology!$D$1,FALSE)","v":0},{"$f":"MAX((D1775-'Farm data entry'!$D$24)*'Farm data entry'!$D$23,0)*10*'Farm data entry'!$D$10","v":0},{"$f":"AND(C1775>='Farm data entry'!$E$15,Hydrology!C1775<='Farm data entry'!$E$16)","v":false},0,{"$f":"VLOOKUP($A1775,ETo!$A$3:$N$10959,Hydrology!$D$1,FALSE)","v":0.12091294},{"$f":"(H1775*'Farm data entry'!$D$25)","v":8.4639057999999989E-2},{"$f":"kc(C1775,Kc!$E$9:$H$9,Kc!$I$9:$K$9)","v":0},0,{"$f":"K1775*10*'Farm data entry'!$E$22","v":0},{"$f":"(L1775*'Farm data entry'!$D$14)","v":0},0,0,0,998.77340866025008,0,0,0,1497.6448913495249,0,0,0,1497.6448913495249,0]
["1990-11-10",1990,314,{"$f":"VLOOKUP($A1778,Rainfall!$D$3:$Q$10959,Hydrology!$D$1,FALSE)","v":0.30000000671999999},{"$f":"MAX((D1778-'Farm data entry'!$D$24)*'Farm data entry'!$D$23,0)*10*'Farm data entry'!$D$10","v":0},{"$f":"AND(C1778>='Farm data entry'!$E$15,Hydrology!C1778<='Farm data entry'!$E$16)","v":false},0,{"$f":"VLOOKUP($A1778,ETo!$A$3:$N$10959,Hydrology!$D$1,FALSE)","v":0},{"$f":"(H1778*'Farm data entry'!$D$25)","v":0},{"$f":"kc(C1778,Kc!$E$9:$H$9,Kc!$I$9:$K$9)","v":0},0,{"$f":"K1778*10*'Farm data entry'!$E$22","v":0},{"$f":"(L1778*'Farm data entry'!$D$14)","v":0},0,0,0,998.77340866025008,0,0,0,1497.6448913495249,0,0,0,1497.6448913495249,0]
["1990-11-25",1990,329,{"$f":"VLOOKUP($A1793,Rainfall!$D$3:$Q$10959,Hydrology!$D$1,FALSE)","v":7.7999998464000004},{"$f":"MAX((D1793-'Farm data entry'!$D$24)*'Farm data entry'!$D$23,0)*10*'Farm data entry'!$D$10","v":110.1999970816},{"$f":"AND(C1793>='Farm data entry'!$E$15,Hydrology!C1793<='Farm data entry'!$E$16)","v":false},0,{"$f":"VLOOKUP($A1793,ETo!$A$3:$N$10959,Hydrology!$D$1,FALSE)","v":5.0634410000000001E-3},{"$f":"(H1793*'Farm data entry'!$D$25)","v":3.5444087E-3},{"$f":"kc(C1793,Kc!$E$9:$H$9,Kc!$I$9:$K$9)","v":0},0,{"$f":"K1793*10*'Farm data entry'!$E$22","v":0},{"$f":"(L1793*'Farm data entry'!$D$14)","v":0},0,0,0,998.77340866025008,0,0,0,1497.6448913495249,0,0,0,1497.6448913495249,0]
["1990-12-01",1990,335,{"$f":"VLOOKUP($A1799,Rainfall!$D$3:$Q$10959,Hydrology!$D$1,FALSE)","v":0},{"$f":"MAX((D1799-'Farm data entry'!$D$24)*'Farm data entry'!$D$23,0)*10*'Farm data entry'!$D$10","v":0},{"$f":"AND(C1799>='Farm data entry'!$E$15,Hydrology!C1799<='Farm data entry'!$E$16)","v":false},0,{"$f":"VLOOKUP($A1799,ETo!$A$3:$N$10959,Hydrology!$D$1,FALSE)","v":7.2386679999999995E-2},{"$f":"(H1799*'Farm data entry'!$D$25)","v":5.0670675999999991E-2},{"$f":"kc(C1799,Kc!$E$9:$H$9,Kc!$I$9:$K$9)","v":0},0,{"$f":"K1799*10*'Farm data entry'!$E$22","v":0},{"$f":"(L1799*'Farm data entry'!$D$14)","v":0},0,0,0,998.77340866025008,0,0,0,1497.6448913495249,0,0,0,1497.6448913495249,0]
["1990-12-10",1990,344,{"$f":"VLOOKUP($A1808,Rainfall!$D$3:$Q$10959,Hydrology!$D$1,FALSE)","v":0},{"$f":"MAX((D1808-'Farm data entry'!$D$24)*'Farm data entry'!$D$23,0)*10*'Farm data entry'!$D$10","v":0},{"$f":"AND(C1808>='Farm data entry'!$E$15,Hydrology!C1808<='Farm data entry'!$E$16)","v":false},0,{"$f":"VLOOKUP($A1808,ETo!$A$3:$N$10959,Hydrology!$D$1,FALSE)","v":6.0559269999999998E-2},{"$f":"(H1808*'Farm data entry'!$D$25)","v":4.2391488999999997E-2},{"$f":"kc(C1808,Kc!$E$9:$H$9,Kc!$I$9:$K$9)","v":0},0,{"$f":"K1808*10*'Farm data entry'!$E$22","v":0},{"$f":"(L1808*'Farm data entry'!$D$14)","v":0},0,0,0,998.77340866025008,0,0,0,1497.6448913495249,0,0,0,1497.6448913495249,0]
["1990-12-21",1990,355,{"$f":"VLOOKUP($A1819,Rainfall!$D$3:$Q$10959,Hydrology!$D$1,FALSE)","v":0.49999999680000001},{"$f":"MAX((D1819-'Farm data entry'!$D$24)*'Farm data entry'!$D$23,0)*10*'Farm data entry'!$D$10","v":0},{"$f":"AND(C1819>='Farm data entry'!$E$15,Hydrology!C1819<='Farm data entry'!$E$16)","v":false},0,{"$f":"VLOOKUP($A1819,ETo!$A$3:$N$10959,Hydrology!$D$1,FALSE)","v":0},{"$f":"(H1819*'Farm data entry'!$D$25)","v":0},{"$f":"kc(C1819,Kc!$E$9:$H$9,Kc!$I$9:$K$9)","v":0},0,{"$f":"K1819*10*'Farm data entry'!$E$22","v":0},{"$f":"(L1819*'Farm data entry'!$D$14)","v":0},0,0,0,998.77340866025008,0,0,0,1497.6448913495249,0,0,0,1497.6448913495249,0]
["1991-01-05",1991,5,{"$f":"VLOOKUP($A1834,Rainfall!$D$3:$Q$10959,Hydrology!$D$1,FALSE)","v":2.7},{"$f":"MAX((D1834-'Farm data entry'!$D$24)*'Farm data entry'!$D$23,0)*10*'Farm data entry'!$D$10","v":13.300000000000002},{"$f":"AND(C1834>='Farm data entry'!$E$15,Hydrology!C1834<='Farm data entry'!$E$16)","v":false},0,{"$f":"VLOOKUP($A1834,ETo!$A$3:$N$10959,Hydrology!$D$1,FALSE)","v":0},{"$f":"(H1834*'Farm data entry'!$D$25)","v":0},{"$f":"kc(C1834,Kc!$E$9:$H$9,Kc!$I$9:$K$9)","v":0},0,{"$f":"K1834*10*'Farm data entry'!$E$22","v":0},{"$f":"(L1834*'Farm data entry'!$D$14)","v":0},0,0,0,998.77340866025008,0,0,0,1497.6448913495249,0,0,0,1497.6448913495249,0]
["1991-01-07",1991,7,{"$f":"VLOOKUP($A1836,Rainfall!$D$3:$Q$10959,Hydrology!$D$1,FALSE)","v":0.90000002879999996},{"$f":"MAX((D1836-'Farm data entry'!$D$24)*'Farm data entry'!$D$23,0)*10*'Farm data entry'!$D$10","v":0},{"$f":"AND(C1836>='Farm data entry'!$E$15,Hydrology!C1836<='Farm data entry'!$E$16)","v":false},0,{"$f":"VLOOKUP($A1836,ETo!$A$3:$N$10959,Hydrology!$D$1,FALSE)","v":0.60393775000000005},{"$f":"(H1836*'Farm data entry'!$D$25)","v":0.42275642499999999},{"$f":"kc(C1836,Kc!$E$9:$H$9,Kc!$I$9:$K$9)","v":0},0,{"$f":"K1836*10*'Farm data entry'!$E$22","v":0},{"$f":"(L1836*'Farm data entry'!$D$14)","v":0},0,0,0,998.77340866025008,0,0,0,1497.6448913495249,0,0,0,1497.6448913495249,0]
["1991-01-20",1991,20,{"$f":"VLOOKUP($A1849,Rainfall!$D$3:$Q$10959,Hydrology!$D$1,FALSE)","v":0},{"$f":"MAX((D1849-'Farm data entry'!$D$24)*'Farm data entry'!$D$23,0)*10*'Farm data entry'!$D$10","v":0},{"$f":"AND(C1849>='Farm data entry'!$E$15,Hydrology!C1849<='Farm data entry'!$E$16)","v":false},0,{"$f":"VLOOKUP($A1849,ETo!$A$3:$N$10959,Hydrology!$D$1,FALSE)","v":0},{"$f":"(H1849*'Farm data entry'!$D$25)","v":0},{"$f":"kc(C1849,Kc!$E$9:$H$9,Kc!$I$9:$K$9)","v":0},0,{"$f":"K1849*10*'Farm data entry'!$E$22","v":0},{"$f":"(L1849*'Farm data entry'!$D$14)","v":0},0,0,0,998.77340866025008,0,0,0,1497.6448913495249,0,0,0,1497.6448913495249,0]
["1991-02-04",1991,35,{"$f":"VLOOKUP($A1864,Rainfall!$D$3:$Q$10959,Hydrology!$D$1,FALSE)","v":0},{"$f":"MAX((D1864-'Farm data entry'!$D$24)*'Farm data entry'!$D$23,0)*10*'Farm data entry'!$D$10","v":0},{"$f":"AND(C1864>='Farm data entry'!$E$15,Hydrology!C1864<='Farm data entry'!$E$16)","v":false},0,{"$f":"VLOOKUP($A1864,ETo!$A$3:$N$10959,Hydrology!$D$1,FALSE)","v":0.16874239999999999},{"$f":"(H1864*'Farm data entry'!$D$25)","v":0.11811967999999998},{"$f":"kc(C1864,Kc!$E$9:$H$9,Kc!$I$9:$K$9)","v":0},0,{"$f":"K1864*10*'Farm data entry'!$E$22","v":0},{"$f":"(L1864*'Farm data entry'!$D$14)","v":0},0,0,0,998.77340866025008,0,0,0,1497.6448913495249,0,0,0,1497.6448913495249,0]
["1991-02-09",1991,40,{"$f":"VLOOKUP($A1869,Rainfall!$D$3:$Q$10959,Hydrology!$D$1,FALSE)","v":0.90000002879999996},{"$f":"MAX((D1869-'Farm data entry'!$D$24)*'Farm data entry'!$D$23,0)*10*'Farm data entry'!$D$10","v":0},{"$f":"AND(C1869>='Farm data entry'!$E$15,Hydrology!C1869<='Farm data entry'!$E$16)","v":false},0,{"$f":"VLOOKUP($A1869,ETo!$A$3:$N$10959,Hydrology!$D$1,FALSE)","v":0.19327997999999999},{"$f":"(H1869*'Farm data entry'!$D$25)","v":0.13529598599999998},{"$f":"kc(C1869,Kc!$E$9:$H$9,Kc!$I$9:$K$9)","v":0},0,{"$f":"K1869*10*'Farm data entry'!$E$22","v":0},{"$f":"(L1869*'Farm data entry'!$D$14)","v":0},0,0,0,998.77340866025008,0,0,0,1497.6448913495249,0,0,0,1497.6448913495249,0]
["1991-02-19",1991,50,{"$f":"VLOOKUP($A1879,Rainfall!$D$3:$Q$10959,Hydrology!$D$1,FALSE)","v":0},{"$f":"MAX((D1879-'Farm data entry'!$D$24)*'Farm data entry'!$D$23,0)*10*'Farm data entry'!$D$10","v":0},{"$f":"AND(C1879>='Farm data entry'!$E$15,Hydrology!C1879<='Farm data entry'!$E$16)","v":false},0,{"$f":"VLOOKUP($A1879,ETo!$A$3:$N$10959,Hydrology!$D$1,FALSE)","v":0.27893456999999999},{"$f":"(H1879*'Farm data entry'!$D$25)","v":0.19525419899999999},{"$f":"kc(C1879,Kc!$E$9:$H$9,Kc!$I$9:$K$9)","v":0},0,{"$f":"K1879*10*'Farm data entry'!$E$22","v":0},{"$f":"(L1879*'Farm data entry'!$D$14)","v":0},0,0,0,998.77340866025008,0,0,0,1497.6448913495249,0,0,0,1497.6448913495249,0]
["1991-02-24",1991,55,{"$f":"VLOOKUP($A1884,Rainfall!$D$3:$Q$10959,Hydrology!$D$1,FALSE)","v":9.9999999360000008E-2},{"$f":"MAX((D1884-'Farm data entry'!$D$24)*'Farm data entry'!$D$23,0)*10*'Farm data entry'!$D$10","v":0},{"$f":"AND(C1884>='Farm data entry'!$E$15,Hydrology!C1884<='Farm data entry'!$E$16)","v":false},0,{"$f":"VLOOKUP($A1884,ETo!$A$3:$N$10959,Hydrology!$D$1,FALSE)","v":1.1339602},{"$f":"(H1884*'Farm data entry'!$D$25)","v":0.79377213999999996},{"$f":"kc(C1884,Kc!$E$9:$H$9,Kc!$I$9:$K$9)","v":0},0,{"$f":"K1884*10*'Farm data entry'!$E$22","v":0},{"$f":"(L1884*'Farm data entry'!$D$14)","v":0},0,0,0,998.77340866025008,0,0,0,1497.6448913495249,0,0,0,1497.6448913495249,0]
["1991-03-07",1991,66,{"$f":"VLOOKUP($A1895,Rainfall!$D$3:$Q$10959,Hydrology!$D$1,FALSE)","v":3.4000000992000001},{"$f":"MAX((D1895-'Farm data entry'!$D$24)*'Farm data entry'!$D$23,0)*10*'Farm data entry'!$D$10","v":26.600001884800001},{"$f":"AND(C1895>='Farm data entry'!$E$15,Hydrology!C1895<='Farm data entry'!$E$16)","v":true},26.600001884800001,{"$f":"VLOOKUP($A1895,ETo!$A$3:$N$10959,Hydrology!$D$1,FALSE)","v":0.96931849999999997},{"$f":"(H1895*'Farm data entry'!$D$25)","v":0.67852294999999996},{"$f":"kc(C1895,Kc!$E$9:$H$9,Kc!$I$9:$K$9)","v":0},0,{"$f":"K1895*10*'Farm data entry'!$E$22","v":0},{"$f":"(L1895*'Farm data entry'!$D$14)","v":0},0,0,26.600001884799894,1000,0,0,0,1556.5448947543248,0,0,0,1556.5448947543248,0]
["1991-03-22",1991,81,{"$f":"VLOOKUP($A1910,Rainfall!$D$3:$Q$10959,Hydrology!$D$1,FALSE)","v":0.60000000480000004},{"$f":"MAX((D1910-'Farm data entry'!$D$24)*'Farm data entry'!$D$23,0)*10*'Farm data entry'!$D$10","v":0},{"$f":"AND(C1910>='Farm data entry'!$E$15,Hydrology!C1910<='Farm data entry'!$E$16)","v":true},0,{"$f":"VLOOKUP($A1910,ETo!$A$3:$N$10959,Hydrology!$D$1,FALSE)","v":0.95923389999999997},{"$f":"(H1910*'Farm data entry'!$D$25)","v":0.67146372999999993},{"$f":"kc(C1910,Kc!$E$9:$H$9,Kc!$I$9:$K$9)","v":0},0,{"$f":"K1910*10*'Farm data entry'!$E$22","v":0},{"$f":"(L1910*'Farm data entry'!$D$14)","v":0},0,0,0,1000,0,0,0,1763.6448968823247,0,0,0,1763.6448968823247,0]
["1991-03-26",1991,85,{"$f":"VLOOKUP($A1914,Rainfall!$D$3:$Q$10959,Hydrology!$D$1,FALSE)","v":0},{"$f":"MAX((D1914-'Farm data entry'!$D$24)*'Farm data entry'!$D$23,0)*10*'Farm data entry'!$D$10","v":0},{"$f":"AND(C1914>='Farm data entry'!$E$15,Hydrology!C1914<='Farm data entry'!$E$16)","v":true},0,{"$f":"VLOOKUP($A1914,ETo!$A$3:$N$10959,Hydrology!$D$1,FALSE)","v":1.3430192000000001},{"$f":"(H1914*'Farm data entry'!$D$25)","v":0.94011343999999997},{"$f":"kc(C1914,Kc!$E$9:$H$9,Kc!$I$9:$K$9)","v":0},0,{"$f":"K1914*10*'Farm data entry'!$E$22","v":0},{"$f":"(L1914*'Farm data entry'!$D$14)","v":0},0,0,0,1000,0,0,0,1775.0448975511247,0,0,0,1775.0448975511247,0]
["1991-04-06",{"$f":"YEAR(A1925)","v":1991},96,{"$f":"VLOOKUP($A1925,Rainfall!$D$3:$Q$10959,Hydrology!$D$1,FALSE)","v":5.3000002080000002},{"$f":"MAX((D1925-'Farm data entry'!$D$24)*'Farm data entry'!$D$23,0)*10*'Farm data entry'!$D$10","v":62.700003952000003},{"$f":"AND(C1925>='Farm data entry'!$E$15,Hydrology!C1925<='Farm data entry'!$E$16)","v":true},62.700003952000003,{"$f":"VLOOKUP($A1925,ETo!$A$3:$N$10959,Hydrology!$D$1,FALSE)","v":1.0562022},{"$f":"(H1925*'Farm data entry'!$D$25)","v":0.73934153999999996},{"$f":"kc(C1925,Kc!$E$9:$H$9,Kc!$I$9:$K$9)","v":0.41176470588235292},0.30443475176470586,{"$f":"K1925*10*'Farm data entry'!$E$22","v":6.0886950352941174},{"$f":"(L1925*'Farm data entry'!$D$14)","v":0.91330425529411752},{"$f":"SUM(L1925:M1925)","v":7.0019992905882349},7.0019992905882349,45.747793126470697,1000,{"$f":"$N1925-O1925","v":0},{"$f":"MIN($N1925,U1924+$G1925)","v":7.0019992905882349},{"$f":"MAX(U1924+$G1925-$N1925-T$1,0)","v":0.79874008065417001},{"$f":"MIN(U1924-S1925+$G1925,T$1)","v":2000},{"$f":"$N1925-S1925","v":0},{"$f":"MIN($N1925,Y1924+$G1925)","v":7.0019992905882349},{"$f":"MAX(Y1924+$G1925-$N1925-X$1,0)","v":0},{"$f":"MIN(Y1924-W1925+$G1925,X$1)","v":2000.7987400806542},{"$f":"$N1925-W1925","v":0}]
["1991-04-15",1991,105,{"$f":"VLOOKUP($A1934,Rainfall!$D$3:$Q$10959,Hydrology!$D$1,FALSE)","v":0},{"$f":"MAX((D1934-'Farm data entry'!$D$24)*'Farm data entry'!$D$23,0)*10*'Farm data entry'!$D$10","v":0},{"$f":"AND(C1934>='Farm data entry'!$E$15,Hydrology!C1934<='Farm data entry'!$E$16)","v":true},0,{"$f":"VLOOKUP($A1934,ETo!$A$3:$N$10959,Hydrology!$D$1,FALSE)","v":2.32307},{"$f":"(H1934*'Farm data entry'!$D$25)","v":1.6261489999999998},{"$f":"kc(C1934,Kc!$E$9:$H$9,Kc!$I$9:$K$9)","v":0.43823529411764706},0.71263588529411759,{"$f":"K1934*10*'Farm data entry'!$E$22","v":14.252717705882352},{"$f":"(L1934*'Farm data entry'!$D$14)","v":2.1379076558823527},16.390625361764705,16.390625361764705,0,864.377165117706,0,16.390625361764705,0,1864.3771651177058,0,16.390625361764705,0,1865.1759051983599,0]
["1991-05-01",1991,121,{"$f":"VLOOKUP($A1950,Rainfall!$D$3:$Q$10959,Hydrology!$D$1,FALSE)","v":1.3000000176000002},{"$f":"MAX((D1950-'Farm data entry'!$D$24)*'Farm data entry'!$D$23,0)*10*'Farm data entry'!$D$10","v":0},{"$f":"AND(C1950>='Farm data entry'!$E$15,Hydrology!C1950<='Farm data entry'!$E$16)","v":true},0,{"$f":"VLOOKUP($A1950,ETo!$A$3:$N$10959,Hydrology!$D$1,FALSE)","v":1.2679362000000001},{"$f":"(H1950*'Farm data entry'!$D$25)","v":0.88755534000000003},{"$f":"kc(C1950,Kc!$E$9:$H$9,Kc!$I$9:$K$9)","v":0.48529411764705882},0.43072538558823531,{"$f":"K1950*10*'Farm data entry'!$E$22","v":8.6145077117647055},{"$f":"(L1950*'Farm data entry'!$D$14)","v":1.2921761567647059},9.9066838685294112,9.9066838685294112,0,990.0933161314706,0,9.9066838685294112,0,1990.0933161314706,0,9.9066838685294112,0,2250.8273887064779,0]
["1991-05-06",1991,126,{"$f":"VLOOKUP($A1955,Rainfall!$D$3:$Q$10959,Hydrology!$D$1,FALSE)","v":0},{"$f":"MAX((D1955-'Farm data entry'!$D$24)*'Farm data entry'!$D$23,0)*10*'Farm data entry'!$D$10","v":0},{"$f":"AND(C1955>='Farm data entry'!$E$15,Hydrology!C1955<='Farm data entry'!$E$16)","v":true},0,{"$f":"VLOOKUP($A1955,ETo!$A$3:$N$10959,Hydrology!$D$1,FALSE)","v":1.8454212000000001},{"$f":"(H1955*'Farm data entry'!$D$25)","v":1.2917948399999999},{"$f":"kc(C1955,Kc!$E$9:$H$9,Kc!$I$9:$K$9)","v":0.5},0.64589741999999994,{"$f":"K1955*10*'Farm data entry'!$E$22","v":12.917948399999998},{"$f":"(L1955*'Farm data entry'!$D$14)","v":1.9376922599999997},14.855640659999999,14.855640659999999,0,985.14435934000005,0,14.855640659999999,0,1985.1443593399999,0,14.855640659999999,0,2297.1812677118724,0]
["1991-05-21",1991,141,{"$f":"VLOOKUP($A1970,Rainfall!$D$3:$Q$10959,Hydrology!$D$1,FALSE)","v":0},{"$f":"MAX((D1970-'Farm data entry'!$D$24)*'Farm data entry'!$D$23,0)*10*'Farm data entry'!$D$10","v":0},{"$f":"AND(C1970>='Farm data entry'!$E$15,Hydrology!C1970<='Farm data entry'!$E$16)","v":true},0,{"$f":"VLOOKUP($A1970,ETo!$A$3:$N$10959,Hydrology!$D$1,FALSE)","v":3.1614654},{"$f":"(H1970*'Farm data entry'!$D$25)","v":2.2130257799999997},{"$f":"kc(C1970,Kc!$E$9:$H$9,Kc!$I$9:$K$9)","v":0.54411764705882359},1.2041463802941177,{"$f":"K1970*10*'Farm data entry'!$E$22","v":24.082927605882354},{"$f":"(L1970*'Farm data entry'!$D$14)","v":3.6124391408823531},27.695366746764705,27.695366746764705,0,708.01997568808838,0,27.695366746764705,0,1708.0199756880882,0,27.695366746764705,0,2020.0568840599601,0]
["1991-05-26",1991,146,{"$f":"VLOOKUP($A1975,Rainfall!$D$3:$Q$10959,Hydrology!$D$1,FALSE)","v":0},{"$f":"MAX((D1975-'Farm data entry'!$D$24)*'Farm data entry'!$D$23,0)*10*'Farm data entry'!$D$10","v":0},{"$f":"AND(C1975>='Farm data entry'!$E$15,Hydrology!C1975<='Farm data entry'!$E$16)","v":true},0,{"$f":"VLOOKUP($A1975,ETo!$A$3:$N$10959,Hydrology!$D$1,FALSE)","v":1.4939412000000001},{"$f":"(H1975*'Farm data entry'!$D$25)","v":1.04575884},{"$f":"kc(C1975,Kc!$E$9:$H$9,Kc!$I$9:$K$9)","v":0.55882352941176472},0.5843946458823529,{"$f":"K1975*10*'Farm data entry'!$E$22","v":11.687892917647059},{"$f":"(L1975*'Farm data entry'!$D$14)","v":1.7531839376470588},13.441076855294117,13.441076855294117,0,616.9776014083825,0,13.441076855294117,0,1616.9776014083823,0,13.441076855294117,0,1929.0145097802542,0]
["1991-06-05",1991,156,{"$f":"VLOOKUP($A1985,Rainfall!$D$3:$Q$10959,Hydrology!$D$1,FALSE)","v":6.4999998720000001},{"$f":"MAX((D1985-'Farm data entry'!$D$24)*'Farm data entry'!$D$23,0)*10*'Farm data entry'!$D$10","v":85.499997567999998},{"$f":"AND(C1985>='Farm data entry'!$E$15,Hydrology!C1985<='Farm data entry'!$E$16)","v":true},85.499997567999998,{"$f":"VLOOKUP($A1985,ETo!$A$3:$N$10959,Hydrology!$D$1,FALSE)","v":2.1380560000000002},{"$f":"(H1985*'Farm data entry'!$D$25)","v":1.4966391999999999},{"$f":"kc(C1985,Kc!$E$9:$H$9,Kc!$I$9:$K$9)","v":0.58823529411764708},0.88037600000000005,{"$f":"K1985*10*'Farm data entry'!$E$22","v":17.607520000000001},{"$f":"(L1985*'Farm data entry'!$D$14)","v":2.6411280000000001},20.248648000000003,20.248648000000003,0,495.4490653833825,0,20.248648000000003,0,1495.4490653833823,0,20.248648000000003,0,1807.4859737552542,0]
["1991-06-20",1991,171,{"$f":"VLOOKUP($A2000,Rainfall!$D$3:$Q$10959,Hydrology!$D$1,FALSE)","v":0},{"$f":"MAX((D2000-'Farm data entry'!$D$24)*'Farm data entry'!$D$23,0)*10*'Farm data entry'!$D$10","v":0},{"$f":"AND(C2000>='Farm data entry'!$E$15,Hydrology!C2000<='Farm data entry'!$E$16)","v":true},0,{"$f":"VLOOKUP($A2000,ETo!$A$3:$N$10959,Hydrology!$D$1,FALSE)","v":2.4308743000000002},{"$f":"(H2000*'Farm data entry'!$D$25)","v":1.7016120100000001},{"$f":"kc(C2000,Kc!$E$9:$H$9,Kc!$I$9:$K$9)","v":0.63235294117647056},1.0760193592647058,{"$f":"K2000*10*'Farm data entry'!$E$22","v":21.520387185294116},{"$f":"(L2000*'Farm data entry'!$D$14)","v":3.2280580777941172},24.748445263088232,24.748445263088232,0,589.9060541430473,0,24.748445263088232,0,1589.9060541430465,0,24.748445263088232,0,1901.9429625149185,0]
["1991-06-28",1991,179,{"$f":"VLOOKUP($A2008,Rainfall!$D$3:$Q$10959,Hydrology!$D$1,FALSE)","v":3.0000000672000002},{"$f":"MAX((D2008-'Farm data entry'!$D$24)*'Farm data entry'!$D$23,0)*10*'Farm data entry'!$D$10","v":19.000001276800003},{"$f":"AND(C2008>='Farm data entry'!$E$15,Hydrology!C2008<='Farm data entry'!$E$16)","v":true},19.000001276800003,{"$f":"VLOOKUP($A2008,ETo!$A$3:$N$10959,Hydrology!$D$1,FALSE)","v":2.6203375000000002},{"$f":"(H2008*'Farm data entry'!$D$25)","v":1.83423625},{"$f":"kc(C2008,Kc!$E$9:$H$9,Kc!$I$9:$K$9)","v":0.65588235294117647},1.2030431875000001,{"$f":"K2008*10*'Farm data entry'!$E$22","v":24.060863750000003},{"$f":"(L2008*'Farm data entry'!$D$14)","v":3.6091295625000002},27.669993312500004,27.669993312500004,0,991.33000796430008,0,27.669993312500004,0,1991.3300079643,0,27.669993312500004,0,2581.0887836276215,0]
["1991-07-05",1991,186,{"$f":"VLOOKUP($A2015,Rainfall!$D$3:$Q$10959,Hydrology!$D$1,FALSE)","v":0},{"$f":"MAX((D2015-'Farm data entry'!$D$24)*'Farm data entry'!$D$23,0)*10*'Farm data entry'!$D$10","v":0},{"$f":"AND(C2015>='Farm data entry'!$E$15,Hydrology!C2015<='Farm data entry'!$E$16)","v":true},0,{"$f":"VLOOKUP($A2015,ETo!$A$3:$N$10959,Hydrology!$D$1,FALSE)","v":4.5457780000000003},{"$f":"(H2015*'Farm data entry'!$D$25)","v":3.1820446000000002},{"$f":"kc(C2015,Kc!$E$9:$H$9,Kc!$I$9:$K$9)","v":0.67647058823529416},2.1525595823529415,{"$f":"K2015*10*'Farm data entry'!$E$22","v":43.051191647058829},{"$f":"(L2015*'Farm data entry'!$D$14)","v":6.4576787470588242},49.50887039411765,49.50887039411765,0,875.92448318547054,0,49.50887039411765,0,1875.9244831854708,0,49.50887039411765,0,2617.585335016503,0]
["1991-07-16",1991,197,{"$f":"VLOOKUP($A2026,Rainfall!$D$3:$Q$10959,Hydrology!$D$1,FALSE)","v":0.99999999360000003},{"$f":"MAX((D2026-'Farm data entry'!$D$24)*'Farm data entry'!$D$23,0)*10*'Farm data entry'!$D$10","v":0},{"$f":"AND(C2026>='Farm data entry'!$E$15,Hydrology!C2026<='Farm data entry'!$E$16)","v":true},0,{"$f":"VLOOKUP($A2026,ETo!$A$3:$N$10959,Hydrology!$D$1,FALSE)","v":2.3761523000000002},{"$f":"(H2026*'Farm data entry'!$D$25)","v":1.66330661},{"$f":"kc(C2026,Kc!$E$9:$H$9,Kc!$I$9:$K$9)","v":0.70882352941176463},1.1789908617941176,{"$f":"K2026*10*'Farm data entry'!$E$22","v":23.579817235882352},{"$f":"(L2026*'Farm data entry'!$D$14)","v":3.5369725853823528},27.116789821264703,27.116789821264703,0,662.23329525897066,0,27.116789821264703,0,1662.2332952589704,0,27.116789821264703,0,2403.8941470900036,0]
["1991-07-22",1991,203,{"$f":"VLOOKUP($A2032,Rainfall!$D$3:$Q$10959,Hydrology!$D$1,FALSE)","v":0},{"$f":"MAX((D2032-'Farm data entry'!$D$24)*'Farm data entry'!$D$23,0)*10*'Farm data entry'!$D$10","v":0},{"$f":"AND(C2032>='Farm data entry'!$E$15,Hydrology!C2032<='Farm data entry'!$E$16)","v":true},0,{"$f":"VLOOKUP($A2032,ETo!$A$3:$N$10959,Hydrology!$D$1,FALSE)","v":3.2263476999999998},{"$f":"(H2032*'Farm data entry'!$D$25)","v":2.2584433899999996},{"$f":"kc(C2032,Kc!$E$9:$H$9,Kc!$I$9:$K$9)","v":0.72647058823529409},1.6406926980294114,{"$f":"K2032*10*'Farm data entry'!$E$22","v":32.813853960588226},{"$f":"(L2032*'Farm data entry'!$D$14)","v":4.922078094088234},37.735932054676461,37.735932054676461,0,689.74746783347666,0,37.735932054676461,0,1689.7474678334763,0,37.735932054676461,0,2431.4083196645092,0]
["1991-08-04",1991,216,{"$f":"VLOOKUP($A2045,Rainfall!$D$3:$Q$10959,Hydrology!$D$1,FALSE)","v":0},{"$f":"MAX((D2045-'Farm data entry'!$D$24)*'Farm data entry'!$D$23,0)*10*'Farm data entry'!$D$10","v":0},{"$f":"AND(C2045>='Farm data entry'!$E$15,Hydrology!C2045<='Farm data entry'!$E$16)","v":true},0,{"$f":"VLOOKUP($A2045,ETo!$A$3:$N$10959,Hydrology!$D$1,FALSE)","v":3.1730231999999998},{"$f":"(H2045*'Farm data entry'!$D$25)","v":2.2211162399999997},{"$f":"kc(C2045,Kc!$E$9:$H$9,Kc!$I$9:$K$9)","v":0.76470588235294112},1.6985006541176468,{"$f":"K2045*10*'Farm data entry'!$E$22","v":33.970013082352935},{"$f":"(L2045*'Farm data entry'!$D$14)","v":5.0955019623529401},39.065515044705876,39.065515044705876,0,710.27142994472956,0,39.065515044705876,0,1710.2714299447289,0,39.065515044705876,0,2451.932281775762,0]
["1991-08-15",1991,227,{"$f":"VLOOKUP($A2056,Rainfall!$D$3:$Q$10959,Hydrology!$D$1,FALSE)","v":0},{"$f":"MAX((D2056-'Farm data entry'!$D$24)*'Farm data entry'!$D$23,0)*10*'Farm data entry'!$D$10","v":0},{"$f":"AND(C2056>='Farm data entry'!$E$15,Hydrology!C2056<='Farm data entry'!$E$16)","v":true},0,{"$f":"VLOOKUP($A2056,ETo!$A$3:$N$10959,Hydrology!$D$1,FALSE)","v":3.1771829999999999},{"$f":"(H2056*'Farm data entry'!$D$25)","v":2.2240281},{"$f":"kc(C2056,Kc!$E$9:$H$9,Kc!$I$9:$K$9)","v":0.79705882352941171},1.7726812208823528,{"$f":"K2056*10*'Farm data entry'!$E$22","v":35.453624417647056},{"$f":"(L2056*'Farm data entry'!$D$14)","v":5.3180436626470584},40.771668080294113,40.771668080294113,0,435.22975572555316,0,40.771668080294113,0,1435.2297557255522,0,40.771668080294113,0,2176.8906075565856,0]
["1991-08-20",1991,232,{"$f":"VLOOKUP($A2061,Rainfall!$D$3:$Q$10959,Hydrology!$D$1,FALSE)","v":0},{"$f":"MAX((D2061-'Farm data entry'!$D$24)*'Farm data entry'!$D$23,0)*10*'Farm data entry'!$D$10","v":0},{"$f":"AND(C2061>='Farm data entry'!$E$15,Hydrology!C2061<='Farm data entry'!$E$16)","v":true},0,{"$f":"VLOOKUP($A2061,ETo!$A$3:$N$10959,Hydrology!$D$1,FALSE)","v":3.1673293},{"$f":"(H2061*'Farm data entry'!$D$25)","v":2.2171305100000001},{"$f":"kc(C2061,Kc!$E$9:$H$9,Kc!$I$9:$K$9)","v":0.81176470588235294},1.7997882963529412,{"$f":"K2061*10*'Farm data entry'!$E$22","v":35.995765927058827},{"$f":"(L2061*'Farm data entry'!$D$14)","v":5.3993648890588242},41.39513081611765,41.39513081611765,0,235.09175376449431,0,41.39513081611765,0,1235.0917537644934,0,41.39513081611765,0,1976.7526055955268,0]
["1991-09-01",1991,244,{"$f":"VLOOKUP($A2073,Rainfall!$D$3:$Q$10959,Hydrology!$D$1,FALSE)","v":0},{"$f":"MAX((D2073-'Farm data entry'!$D$24)*'Farm data entry'!$D$23,0)*10*'Farm data entry'!$D$10","v":0},{"$f":"AND(C2073>='Farm data entry'!$E$15,Hydrology!C2073<='Farm data entry'!$E$16)","v":true},0,{"$f":"VLOOKUP($A2073,ETo!$A$3:$N$10959,Hydrology!$D$1,FALSE)","v":2.5593530000000002},{"$f":"(H2073*'Farm data entry'!$D$25)","v":1.7915471000000001},{"$f":"kc(C2073,Kc!$E$9:$H$9,Kc!$I$9:$K$9)","v":0.84705882352941175},1.5175457788235294,{"$f":"K2073*10*'Farm data entry'!$E$22","v":30.350915576470587},{"$f":"(L2073*'Farm data entry'!$D$14)","v":4.5526373364705881},34.903552912941173,0,0,0,34.903552912941173,34.903552912941173,0,809.03159578625809,0,34.903552912941173,0,1550.6924476172915,0]
["1991-09-14",1991,257,{"$f":"VLOOKUP($A2086,Rainfall!$D$3:$Q$10959,Hydrology!$D$1,FALSE)","v":0},{"$f":"MAX((D2086-'Farm data entry'!$D$24)*'Farm data entry'!$D$23,0)*10*'Farm data entry'!$D$10","v":0},{"$f":"AND(C2086>='Farm data entry'!$E$15,Hydrology!C2086<='Farm data entry'!$E$16)","v":true},0,{"$f":"VLOOKUP($A2086,ETo!$A$3:$N$10959,Hydrology!$D$1,FALSE)","v":1.7378560000000001},{"$f":"(H2086*'Farm data entry'!$D$25)","v":1.2164991999999999},{"$f":"kc(C2086,Kc!$E$9:$H$9,Kc!$I$9:$K$9)","v":0.85},1.0340243199999999,{"$f":"K2086*10*'Farm data entry'!$E$22","v":20.680486399999999},{"$f":"(L2086*'Farm data entry'!$D$14)","v":3.1020729599999997},23.78255936,0,0,0,23.78255936,23.78255936,0,433.22951593725816,0,23.78255936,0,1174.8903677682913,0]
["1991-09-19",1991,262,{"$f":"VLOOKUP($A2091,Rainfall!$D$3:$Q$10959,Hydrology!$D$1,FALSE)","v":0},{"$f":"MAX((D2091-'Farm data entry'!$D$24)*'Farm data entry'!$D$23,0)*10*'Farm data entry'!$D$10","v":0},{"$f":"AND(C2091>='Farm data entry'!$E$15,Hydrology!C2091<='Farm data entry'!$E$16)","v":true},0,{"$f":"VLOOKUP($A2091,ETo!$A$3:$N$10959,Hydrology!$D$1,FALSE)","v":1.4007806},{"$f":"(H2091*'Farm data entry'!$D$25)","v":0.98054641999999992},{"$f":"kc(C2091,Kc!$E$9:$H$9,Kc!$I$9:$K$9)","v":0.85},0.83346445699999994,{"$f":"K2091*10*'Farm data entry'!$E$22","v":16.66928914},{"$f":"(L2091*'Farm data entry'!$D$14)","v":2.5003933709999999},19.169682511000001,0,0,0,19.169682511000001,19.169682511000001,0,348.26712699115819,0,19.169682511000001,0,1089.9279788221913,0]
["1991-10-04",1991,277,{"$f":"VLOOKUP($A2106,Rainfall!$D$3:$Q$10959,Hydrology!$D$1,FALSE)","v":9.9999999360000008E-2},{"$f":"MAX((D2106-'Farm data entry'!$D$24)*'Farm data entry'!$D$23,0)*10*'Farm data entry'!$D$10","v":0},{"$f":"AND(C2106>='Farm data entry'!$E$15,Hydrology!C2106<='Farm data entry'!$E$16)","v":true},0,{"$f":"VLOOKUP($A2106,ETo!$A$3:$N$10959,Hydrology!$D$1,FALSE)","v":0.86857830000000003},{"$f":"(H2106*'Farm data entry'!$D$25)","v":0.60800480999999995},{"$f":"kc(C2106,Kc!$E$9:$H$9,Kc!$I$9:$K$9)","v":0.7},0.42560336699999995,{"$f":"K2106*10*'Farm data entry'!$E$22","v":8.5120673399999998},{"$f":"(L2106*'Farm data entry'!$D$14)","v":1.2768101009999999},9.7888774410000003,9.7888774410000003,0,441.65385786665001,0,9.7888774410000003,0,769.82002030630827,0,9.7888774410000003,0,1511.4808721373415,0]
["1991-10-14",1991,{"$f":"A2116-DATE(YEAR(A2116)-1,12,31)","v":287},{"$f":"VLOOKUP($A2116,Rainfall!$D$3:$Q$10959,Hydrology!$D$1,FALSE)","v":0},{"$f":"MAX((D2116-'Farm data entry'!$D$24)*'Farm data entry'!$D$23,0)*10*'Farm data entry'!$D$10","v":0},{"$f":"AND(C2116>='Farm data entry'!$E$15,Hydrology!C2116<='Farm data entry'!$E$16)","v":true},{"$f":"E2116*F2116","v":0},{"$f":"VLOOKUP($A2116,ETo!$A$3:$N$10959,Hydrology!$D$1,FALSE)","v":0.41529873},{"$f":"(H2116*'Farm data entry'!$D$25)","v":0.29070911099999996},{"$f":"kc(C2116,Kc!$E$9:$H$9,Kc!$I$9:$K$9)","v":0.45},{"$f":"(J2116*I2116)","v":0.13081909994999999},{"$f":"K2116*10*'Farm data entry'!$E$22","v":2.6163819989999997},{"$f":"(L2116*'Farm data entry'!$D$14)","v":0.39245729984999994},3.0088392988499995,{"$f":"MIN($N2116,Q2115+$G2116)","v":3.0088392988499995},{"$f":"MAX(Q2115+$G2116-$N2116-P$1,0)","v":0},{"$f":"MIN(Q2115-O2116+$G2116,P$1)","v":448.01883974640003},0,3.0088392988499995,0,776.18500218605834,0,3.0088392988499995,0,1517.8458540170916,0]
["1991-10-19",1991,292,{"$f":"VLOOKUP($A2121,Rainfall!$D$3:$Q$10959,Hydrology!$D$1,FALSE)","v":0},{"$f":"MAX((D2121-'Farm data entry'!$D$24)*'Farm data entry'!$D$23,0)*10*'Farm data entry'!$D$10","v":0},{"$f":"AND(C2121>='Farm data entry'!$E$15,Hydrology!C2121<='Farm data entry'!$E$16)","v":true},0,{"$f":"VLOOKUP($A2121,ETo!$A$3:$N$10959,Hydrology!$D$1,FALSE)","v":1.1707915},{"$f":"(H2121*'Farm data entry'!$D$25)","v":0.81955404999999992},{"$f":"kc(C2121,Kc!$E$9:$H$9,Kc!$I$9:$K$9)","v":0.32500000000000001},0.26635506624999999,{"$f":"K2121*10*'Farm data entry'!$E$22","v":5.3271013250000001},{"$f":"(L2121*'Farm data entry'!$D$14)","v":0.79906519875000004},6.1261665237500003,6.1261665237500003,0,416.30640890627507,0,6.1261665237500003,0,744.47257134593326,0,6.1261665237500003,0,1486.1334231769665,0]
["1991-10-30",1991,303,{"$f":"VLOOKUP($A2132,Rainfall!$D$3:$Q$10959,Hydrology!$D$1,FALSE)","v":0.49999999680000001},{"$f":"MAX((D2132-'Farm data entry'!$D$24)*'Farm data entry'!$D$23,0)*10*'Farm data entry'!$D$10","v":0},{"$f":"AND(C2132>='Farm data entry'!$E$15,Hydrology!C2132<='Farm data entry'!$E$16)","v":true},0,{"$f":"VLOOKUP($A2132,ETo!$A$3:$N$10959,Hydrology!$D$1,FALSE)","v":0.29036358000000001},{"$f":"(H2132*'Farm data entry'!$D$25)","v":0.203254506},{"$f":"kc(C2132,Kc!$E$9:$H$9,Kc!$I$9:$K$9)","v":0.05},1.0162725300000001E-2,{"$f":"K2132*10*'Farm data entry'!$E$22","v":0.20325450600000003},{"$f":"(L2132*'Farm data entry'!$D$14)","v":3.0488175900000004E-2},0.23374268190000003,0.23374268190000003,0,615.37760004560016,0,0.23374268190000003,0,943.5437624852583,0,0.23374268190000003,0,1685.2046143162916,0]
["1991-11-10",1991,314,{"$f":"VLOOKUP($A2143,Rainfall!$D$3:$Q$10959,Hydrology!$D$1,FALSE)","v":4.100000112},{"$f":"MAX((D2143-'Farm data entry'!$D$24)*'Farm data entry'!$D$23,0)*10*'Farm data entry'!$D$10","v":39.900002127999997},{"$f":"AND(C2143>='Farm data entry'!$E$15,Hydrology!C2143<='Farm data entry'!$E$16)","v":false},0,{"$f":"VLOOKUP($A2143,ETo!$A$3:$N$10959,Hydrology!$D$1,FALSE)","v":0.68056715000000001},{"$f":"(H2143*'Farm data entry'!$D$25)","v":0.47639700499999998},{"$f":"kc(C2143,Kc!$E$9:$H$9,Kc!$I$9:$K$9)","v":0},0,{"$f":"K2143*10*'Farm data entry'!$E$22","v":0},{"$f":"(L2143*'Farm data entry'!$D$14)","v":0},0,0,0,698.68764256500015,0,0,0,1026.8538050046582,0,0,0,1768.5146568356915,0]
["1991-11-14",1991,318,{"$f":"VLOOKUP($A2147,Rainfall!$D$3:$Q$10959,Hydrology!$D$1,FALSE)","v":0.90000002879999996},{"$f":"MAX((D2147-'Farm data entry'!$D$24)*'Farm data entry'!$D$23,0)*10*'Farm data entry'!$D$10","v":0},{"$f":"AND(C2147>='Farm data entry'!$E$15,Hydrology!C2147<='Farm data entry'!$E$16)","v":false},0,{"$f":"VLOOKUP($A2147,ETo!$A$3:$N$10959,Hydrology!$D$1,FALSE)","v":0.15598387999999999},{"$f":"(H2147*'Farm data entry'!$D$25)","v":0.10918871599999999},{"$f":"kc(C2147,Kc!$E$9:$H$9,Kc!$I$9:$K$9)","v":0},0,{"$f":"K2147*10*'Farm data entry'!$E$22","v":0},{"$f":"(L2147*'Farm data entry'!$D$14)","v":0},0,0,0,698.68764256500015,0,0,0,1026.8538050046582,0,0,0,1768.5146568356915,0]
["1991-11-29",1991,333,{"$f":"VLOOKUP($A2162,Rainfall!$D$3:$Q$10959,Hydrology!$D$1,FALSE)","v":0},{"$f":"MAX((D2162-'Farm data entry'!$D$24)*'Farm data entry'!$D$23,0)*10*'Farm data entry'!$D$10","v":0},{"$f":"AND(C2162>='Farm data entry'!$E$15,Hydrology!C2162<='Farm data entry'!$E$16)","v":false},0,{"$f":"VLOOKUP($A2162,ETo!$A$3:$N$10959,Hydrology!$D$1,FALSE)","v":0.1538986},{"$f":"(H2162*'Farm data entry'!$D$25)","v":0.10772901999999999},{"$f":"kc(C2162,Kc!$E$9:$H$9,Kc!$I$9:$K$9)","v":0},0,{"$f":"K2162*10*'Farm data entry'!$E$22","v":0},{"$f":"(L2162*'Farm data entry'!$D$14)","v":0},0,0,0,698.68764256500015,0,0,0,1026.8538050046582,0,0,0,1768.5146568356915,0]
["1991-12-04",1991,338,{"$f":"VLOOKUP($A2167,Rainfall!$D$3:$Q$10959,Hydrology!$D$1,FALSE)","v":0},{"$f":"MAX((D2167-'Farm data entry'!$D$24)*'Farm data entry'!$D$23,0)*10*'Farm data entry'!$D$10","v":0},{"$f":"AND(C2167>='Farm data entry'!$E$15,Hydrology!C2167<='Farm data entry'!$E$16)","v":false},0,{"$f":"VLOOKUP($A2167,ETo!$A$3:$N$10959,Hydrology!$D$1,FALSE)","v":0.38123639999999998},{"$f":"(H2167*'Farm data entry'!$D$25)","v":0.26686547999999999},{"$f":"kc(C2167,Kc!$E$9:$H$9,Kc!$I$9:$K$9)","v":0},0,{"$f":"K2167*10*'Farm data entry'!$E$22","v":0},{"$f":"(L2167*'Farm data entry'!$D$14)","v":0},0,0,0,698.68764256500015,0,0,0,1026.8538050046582,0,0,0,1768.5146568356915,0]
["1991-12-14",1991,348,{"$f":"VLOOKUP($A2177,Rainfall!$D$3:$Q$10959,Hydrology!$D$1,FALSE)","v":0},{"$f":"MAX((D2177-'Farm data entry'!$D$24)*'Farm data entry'!$D$23,0)*10*'Farm data entry'!$D$10","v":0},{"$f":"AND(C2177>='Farm data entry'!$E$15,Hydrology!C2177<='Farm data entry'!$E$16)","v":false},0,{"$f":"VLOOKUP($A2177,ETo!$A$3:$N$10959,Hydrology!$D$1,FALSE)","v":0},{"$f":"(H2177*'Farm data entry'!$D$25)","v":0},{"$f":"kc(C2177,Kc!$E$9:$H$9,Kc!$I$9:$K$9)","v":0},0,{"$f":"K2177*10*'Farm data entry'!$E$22","v":0},{"$f":"(L2177*'Farm data entry'!$D$14)","v":0},0,0,0,698.68764256500015,0,0,0,1026.8538050046582,0,0,0,1768.5146568356915,0]
["1991-12-29",1991,363,{"$f":"VLOOKUP($A2192,Rainfall!$D$3:$Q$10959,Hydrology!$D$1,FALSE)","v":0},{"$f":"MAX((D2192-'Farm data entry'!$D$24)*'Farm data entry'!$D$23,0)*10*'Farm data entry'!$D$10","v":0},{"$f":"AND(C2192>='Farm data entry'!$E$15,Hydrology!C2192<='Farm data entry'!$E$16)","v":false},0,{"$f":"VLOOKUP($A2192,ETo!$A$3:$N$10959,Hydrology!$D$1,FALSE)","v":0},{"$f":"(H2192*'Farm data entry'!$D$25)","v":0},{"$f":"kc(C2192,Kc!$E$9:$H$9,Kc!$I$9:$K$9)","v":0},0,{"$f":"K2192*10*'Farm data entry'!$E$22","v":0},{"$f":"(L2192*'Farm data entry'!$D$14)","v":0},0,0,0,698.68764256500015,0,0,0,1026.8538050046582,0,0,0,1768.5146568356915,0]
["1992-01-03",1992,3,{"$f":"VLOOKUP($A2197,Rainfall!$D$3:$Q$10959,Hydrology!$D$1,FALSE)","v":1.3000000176000002},{"$f":"MAX((D2197-'Farm data entry'!$D$24)*'Farm data entry'!$D$23,0)*10*'Farm data entry'!$D$10","v":0},{"$f":"AND(C2197>='Farm data entry'!$E$15,Hydrology!C2197<='Farm data entry'!$E$16)","v":false},0,{"$f":"VLOOKUP($A2197,ETo!$A$3:$N$10959,Hydrology!$D$1,FALSE)","v":1.3095479999999999},{"$f":"(H2197*'Farm data entry'!$D$25)","v":0.91668359999999993},{"$f":"kc(C2197,Kc!$E$9:$H$9,Kc!$I$9:$K$9)","v":0},0,{"$f":"K2197*10*'Farm data entry'!$E$22","v":0},{"$f":"(L2197*'Farm data entry'!$D$14)","v":0},0,0,0,698.68764256500015,0,0,0,1026.8538050046582,0,0,0,1768.5146568356915,0]
["1992-01-14",1992,14,{"$f":"VLOOKUP($A2208,Rainfall!$D$3:$Q$10959,Hydrology!$D$1,FALSE)","v":0},{"$f":"MAX((D2208-'Farm data entry'!$D$24)*'Farm data entry'!$D$23,0)*10*'Farm data entry'!$D$10","v":0},{"$f":"AND(C2208>='Farm data entry'!$E$15,Hydrology!C2208<='Farm data entry'!$E$16)","v":false},0,{"$f":"VLOOKUP($A2208,ETo!$A$3:$N$10959,Hydrology!$D$1,FALSE)","v":0},{"$f":"(H2208*'Farm data entry'!$D$25)","v":0},{"$f":"kc(C2208,Kc!$E$9:$H$9,Kc!$I$9:$K$9)","v":0},0,{"$f":"K2208*10*'Farm data entry'!$E$22","v":0},{"$f":"(L2208*'Farm data entry'!$D$14)","v":0},0,0,0,698.68764256500015,0,0,0,1026.8538050046582,0,0,0,1768.5146568356915,0]
["1992-01-28",1992,28,{"$f":"VLOOKUP($A2222,Rainfall!$D$3:$Q$10959,Hydrology!$D$1,FALSE)","v":0},{"$f":"MAX((D2222-'Farm data entry'!$D$24)*'Farm data entry'!$D$23,0)*10*'Farm data entry'!$D$10","v":0},{"$f":"AND(C2222>='Farm data entry'!$E$15,Hydrology!C2222<='Farm data entry'!$E$16)","v":false},0,{"$f":"VLOOKUP($A2222,ETo!$A$3:$N$10959,Hydrology!$D$1,FALSE)","v":5.3423659999999998E-2},{"$f":"(H2222*'Farm data entry'!$D$25)","v":3.7396561999999994E-2},{"$f":"kc(C2222,Kc!$E$9:$H$9,Kc!$I$9:$K$9)","v":0},0,{"$f":"K2222*10*'Farm data entry'!$E$22","v":0},{"$f":"(L2222*'Farm data entry'!$D$14)","v":0},0,0,0,698.68764256500015,0,0,0,1026.8538050046582,0,0,0,1768.5146568356915,0]
["1992-02-08",1992,39,{"$f":"VLOOKUP($A2233,Rainfall!$D$3:$Q$10959,Hydrology!$D$1,FALSE)","v":0.49999999680000001},{"$f":"MAX((D2233-'Farm data entry'!$D$24)*'Farm data entry'!$D$23,0)*10*'Farm data entry'!$D$10","v":0},{"$f":"AND(C2233>='Farm data entry'!$E$15,Hydrology!C2233<='Farm data entry'!$E$16)","v":false},0,{"$f":"VLOOKUP($A2233,ETo!$A$3:$N$10959,Hydrology!$D$1,FALSE)","v":0.36325476000000001},{"$f":"(H2233*'Farm data entry'!$D$25)","v":0.254278332},{"$f":"kc(C2233,Kc!$E$9:$H$9,Kc!$I$9:$K$9)","v":0},0,{"$f":"K2233*10*'Farm data entry'!$E$22","v":0},{"$f":"(L2233*'Farm data entry'!$D$14)","v":0},0,0,0,698.68764256500015,0,0,0,1026.8538050046582,0,0,0,1768.5146568356915,0]
["1992-02-16",1992,47,{"$f":"VLOOKUP($A2241,Rainfall!$D$3:$Q$10959,Hydrology!$D$1,FALSE)","v":0},{"$f":"MAX((D2241-'Farm data entry'!$D$24)*'Farm data entry'!$D$23,0)*10*'Farm data entry'!$D$10","v":0},{"$f":"AND(C2241>='Farm data entry'!$E$15,Hydrology!C2241<='Farm data entry'!$E$16)","v":false},0,{"$f":"VLOOKUP($A2241,ETo!$A$3:$N$10959,Hydrology!$D$1,FALSE)","v":1.1221692999999999},{"$f":"(H2241*'Farm data entry'!$D$25)","v":0.78551850999999995},{"$f":"kc(C2241,Kc!$E$9:$H$9,Kc!$I$9:$K$9)","v":0},0,{"$f":"K2241*10*'Farm data entry'!$E$22","v":0},{"$f":"(L2241*'Farm data entry'!$D$14)","v":0},0,0,0,698.68764256500015,0,0,0,1026.8538050046582,0,0,0,1768.5146568356915,0]
["1992-02-27",1992,58,{"$f":"VLOOKUP($A2252,Rainfall!$D$3:$Q$10959,Hydrology!$D$1,FALSE)","v":9.9999999360000008E-2},{"$f":"MAX((D2252-'Farm data entry'!$D$24)*'Farm data entry'!$D$23,0)*10*'Farm data entry'!$D$10","v":0},{"$f":"AND(C2252>='Farm data entry'!$E$15,Hydrology!C2252<='Farm data entry'!$E$16)","v":false},0,{"$f":"VLOOKUP($A2252,ETo!$A$3:$N$10959,Hydrology!$D$1,FALSE)","v":0.66461532999999995},{"$f":"(H2252*'Farm data entry'!$D$25)","v":0.46523073099999995},{"$f":"kc(C2252,Kc!$E$9:$H$9,Kc!$I$9:$K$9)","v":0},0,{"$f":"K2252*10*'Farm data entry'!$E$22","v":0},{"$f":"(L2252*'Farm data entry'!$D$14)","v":0},0,0,0,698.68764256500015,0,0,0,1026.8538050046582,0,0,0,1768.5146568356915,0]
["1992-02-28",1992,59,{"$f":"VLOOKUP($A2253,Rainfall!$D$3:$Q$10959,Hydrology!$D$1,FALSE)","v":0.39999998880000004},{"$f":"MAX((D2253-'Farm data entry'!$D$24)*'Farm data entry'!$D$23,0)*10*'Farm data entry'!$D$10","v":0},{"$f":"AND(C2253>='Farm data entry'!$E$15,Hydrology!C2253<='Farm data entry'!$E$16)","v":false},0,{"$f":"VLOOKUP($A2253,ETo!$A$3:$N$10959,Hydrology!$D$1,FALSE)","v":4.8727803E-2},{"$f":"(H2253*'Farm data entry'!$D$25)","v":3.4109462099999995E-2},{"$f":"kc(C2253,Kc!$E$9:$H$9,Kc!$I$9:$K$9)","v":0},0,{"$f":"K2253*10*'Farm data entry'!$E$22","v":0},{"$f":"(L2253*'Farm data entry'!$D$14)","v":0},0,0,0,698.68764256500015,0,0,0,1026.8538050046582,0,0,0,1768.5146568356915,0]
["1992-03-14",1992,74,{"$f":"VLOOKUP($A2268,Rainfall!$D$3:$Q$10959,Hydrology!$D$1,FALSE)","v":0},{"$f":"MAX((D2268-'Farm data entry'!$D$24)*'Farm data entry'!$D$23,0)*10*'Farm data entry'!$D$10","v":0},{"$f":"AND(C2268>='Farm data entry'!$E$15,Hydrology!C2268<='Farm data entry'!$E$16)","v":true},0,{"$f":"VLOOKUP($A2268,ETo!$A$3:$N$10959,Hydrology!$D$1,FALSE)","v":1.6622752999999999},{"$f":"(H2268*'Farm data entry'!$D$25)","v":1.1635927099999999},{"$f":"kc(C2268,Kc!$E$9:$H$9,Kc!$I$9:$K$9)","v":0},0,{"$f":"K2268*10*'Farm data entry'!$E$22","v":0},{"$f":"(L2268*'Farm data entry'!$D$14)","v":0},0,0,0,782.2876438418001,0,0,0,1110.4538062814581,0,0,0,1852.1146581124915,0]
["1992-03-19",1992,79,{"$f":"VLOOKUP($A2273,Rainfall!$D$3:$Q$10959,Hydrology!$D$1,FALSE)","v":0},{"$f":"MAX((D2273-'Farm data entry'!$D$24)*'Farm data entry'!$D$23,0)*10*'Farm data entry'!$D$10","v":0},{"$f":"AND(C2273>='Farm data entry'!$E$15,Hydrology!C2273<='Farm data entry'!$E$16)","v":true},0,{"$f":"VLOOKUP($A2273,ETo!$A$3:$N$10959,Hydrology!$D$1,FALSE)","v":1.1083333},{"$f":"(H2273*'Farm data entry'!$D$25)","v":0.77583330999999989},{"$f":"kc(C2273,Kc!$E$9:$H$9,Kc!$I$9:$K$9)","v":0},0,{"$f":"K2273*10*'Farm data entry'!$E$22","v":0},{"$f":"(L2273*'Farm data entry'!$D$14)","v":0},0,0,0,789.88764420660016,0,0,0,1118.0538066462582,0,0,0,1859.7146584772916,0]
["1992-03-29",1992,89,{"$f":"VLOOKUP($A2283,Rainfall!$D$3:$Q$10959,Hydrology!$D$1,FALSE)","v":3.5999999423999998},{"$f":"MAX((D2283-'Farm data entry'!$D$24)*'Farm data entry'!$D$23,0)*10*'Farm data entry'!$D$10","v":30.399998905599993},{"$f":"AND(C2283>='Farm data entry'!$E$15,Hydrology!C2283<='Farm data entry'!$E$16)","v":true},30.399998905599993,{"$f":"VLOOKUP($A2283,ETo!$A$3:$N$10959,Hydrology!$D$1,FALSE)","v":0.61666845999999997},{"$f":"(H2283*'Farm data entry'!$D$25)","v":0.43166792199999998},{"$f":"kc(C2283,Kc!$E$9:$H$9,Kc!$I$9:$K$9)","v":0},0,{"$f":"K2283*10*'Farm data entry'!$E$22","v":0},{"$f":"(L2283*'Farm data entry'!$D$14)","v":0},0,0,30.399998905599887,1000,0,0,0,1414.4538042750578,0,0,0,2156.1146561060914,0]
["1992-04-13",1992,104,{"$f":"VLOOKUP($A2298,Rainfall!$D$3:$Q$10959,Hydrology!$D$1,FALSE)","v":0},{"$f":"MAX((D2298-'Farm data entry'!$D$24)*'Farm data entry'!$D$23,0)*10*'Farm data entry'!$D$10","v":0},{"$f":"AND(C2298>='Farm data entry'!$E$15,Hydrology!C2298<='Farm data entry'!$E$16)","v":true},0,{"$f":"VLOOKUP($A2298,ETo!$A$3:$N$10959,Hydrology!$D$1,FALSE)","v":2.1040795000000001},{"$f":"(H2298*'Farm data entry'!$D$25)","v":1.4728556500000001},{"$f":"kc(C2298,Kc!$E$9:$H$9,Kc!$I$9:$K$9)","v":0.43529411764705883},0.64112540058823531,{"$f":"K2298*10*'Farm data entry'!$E$22","v":12.822508011764706},{"$f":"(L2298*'Farm data entry'!$D$14)","v":1.9233762017647058},14.745884213529411,14.745884213529411,0,905.34221178825294,0,14.745884213529411,0,1604.7256948877521,0,14.745884213529411,0,2346.3865467187857,0]
["1992-04-21",1992,112,{"$f":"VLOOKUP($A2306,Rainfall!$D$3:$Q$10959,Hydrology!$D$1,FALSE)","v":0},{"$f":"MAX((D2306-'Farm data entry'!$D$24)*'Farm data entry'!$D$23,0)*10*'Farm data entry'!$D$10","v":0},{"$f":"AND(C2306>='Farm data entry'!$E$15,Hydrology!C2306<='Farm data entry'!$E$16)","v":true},0,{"$f":"VLOOKUP($A2306,ETo!$A$3:$N$10959,Hydrology!$D$1,FALSE)","v":2.3812883},{"$f":"(H2306*'Farm data entry'!$D$25)","v":1.6669018099999999},{"$f":"kc(C2306,Kc!$E$9:$H$9,Kc!$I$9:$K$9)","v":0.45882352941176474},0.76481377164705888,{"$f":"K2306*10*'Farm data entry'!$E$22","v":15.296275432941178},{"$f":"(L2306*'Farm data entry'!$D$14)","v":2.2944413149411766},17.590716747882354,17.590716747882354,0,917.53414442752944,0,17.590716747882354,0,1752.9972265728404,0,17.590716747882354,0,2494.6580784038738,0]
["1992-04-28",1992,119,{"$f":"VLOOKUP($A2313,Rainfall!$D$3:$Q$10959,Hydrology!$D$1,FALSE)","v":9.8000003519999996},{"$f":"MAX((D2313-'Farm data entry'!$D$24)*'Farm data entry'!$D$23,0)*10*'Farm data entry'!$D$10","v":148.20000668799997},{"$f":"AND(C2313>='Farm data entry'!$E$15,Hydrology!C2313<='Farm data entry'!$E$16)","v":true},148.20000668799997,{"$f":"VLOOKUP($A2313,ETo!$A$3:$N$10959,Hydrology!$D$1,FALSE)","v":1.4782594},{"$f":"(H2313*'Farm data entry'!$D$25)","v":1.03478158},{"$f":"kc(C2313,Kc!$E$9:$H$9,Kc!$I$9:$K$9)","v":0.47941176470588237},0.49608646335294121,{"$f":"K2313*10*'Farm data entry'!$E$22","v":9.921729267058824},{"$f":"(L2313*'Farm data entry'!$D$14)","v":1.4882593900588235},11.409988657117648,11.409988657117648,136.79001803088249,1000,0,11.409988657117648,7.0990157256228485,2000,0,11.409988657117648,0,2748.7598675566564,0]
["1992-05-13",1992,134,{"$f":"VLOOKUP($A2328,Rainfall!$D$3:$Q$10959,Hydrology!$D$1,FALSE)","v":0},{"$f":"MAX((D2328-'Farm data entry'!$D$24)*'Farm data entry'!$D$23,0)*10*'Farm data entry'!$D$10","v":0},{"$f":"AND(C2328>='Farm data entry'!$E$15,Hydrology!C2328<='Farm data entry'!$E$16)","v":true},0,{"$f":"VLOOKUP($A2328,ETo!$A$3:$N$10959,Hydrology!$D$1,FALSE)","v":3.2566267999999998},{"$f":"(H2328*'Farm data entry'!$D$25)","v":2.2796387599999997},{"$f":"kc(C2328,Kc!$E$9:$H$9,Kc!$I$9:$K$9)","v":0.52352941176470591},1.1934579390588234,{"$f":"K2328*10*'Farm data entry'!$E$22","v":23.869158781176466},{"$f":"(L2328*'Farm data entry'!$D$14)","v":3.5803738171764699},27.449532598352935,27.449532598352935,0,833.83567358300581,0,27.449532598352935,0,1833.8356735830052,0,27.449532598352935,0,2790.0804292438102,0]
["1992-05-24",1992,145,{"$f":"VLOOKUP($A2339,Rainfall!$D$3:$Q$10959,Hydrology!$D$1,FALSE)","v":0},{"$f":"MAX((D2339-'Farm data entry'!$D$24)*'Farm data entry'!$D$23,0)*10*'Farm data entry'!$D$10","v":0},{"$f":"AND(C2339>='Farm data entry'!$E$15,Hydrology!C2339<='Farm data entry'!$E$16)","v":true},0,{"$f":"VLOOKUP($A2339,ETo!$A$3:$N$10959,Hydrology!$D$1,FALSE)","v":4.1516919999999997},{"$f":"(H2339*'Farm data entry'!$D$25)","v":2.9061843999999994},{"$f":"kc(C2339,Kc!$E$9:$H$9,Kc!$I$9:$K$9)","v":0.55588235294117649},1.615496622352941,{"$f":"K2339*10*'Farm data entry'!$E$22","v":32.30993244705882},{"$f":"(L2339*'Farm data entry'!$D$14)","v":4.846489867058823},37.156422314117641,37.156422314117641,0,468.69866663459385,0,37.156422314117641,0,1468.6986666345936,0,37.156422314117641,0,2424.9434222953987,0]
["1992-05-28",1992,149,{"$f":"VLOOKUP($A2343,Rainfall!$D$3:$Q$10959,Hydrology!$D$1,FALSE)","v":17.800000128000001},{"$f":"MAX((D2343-'Farm data entry'!$D$24)*'Farm data entry'!$D$23,0)*10*'Farm data entry'!$D$10","v":300.20000243199996},{"$f":"AND(C2343>='Farm data entry'!$E$15,Hydrology!C2343<='Farm data entry'!$E$16)","v":true},300.20000243199996,{"$f":"VLOOKUP($A2343,ETo!$A$3:$N$10959,Hydrology!$D$1,FALSE)","v":2.8406495999999999},{"$f":"(H2343*'Farm data entry'!$D$25)","v":1.9884547199999998},{"$f":"kc(C2343,Kc!$E$9:$H$9,Kc!$I$9:$K$9)","v":0.56764705882352939},1.1287404734117645,{"$f":"K2343*10*'Farm data entry'!$E$22","v":22.574809468235291},{"$f":"(L2343*'Farm data entry'!$D$14)","v":3.3862214202352936},25.961030888470585,25.961030888470585,0,626.3089452765056,0,25.961030888470585,0,1626.3089452765055,0,25.961030888470585,0,2582.5537009373102,0]
["1992-06-08",1992,160,{"$f":"VLOOKUP($A2354,Rainfall!$D$3:$Q$10959,Hydrology!$D$1,FALSE)","v":0},{"$f":"MAX((D2354-'Farm data entry'!$D$24)*'Farm data entry'!$D$23,0)*10*'Farm data entry'!$D$10","v":0},{"$f":"AND(C2354>='Farm data entry'!$E$15,Hydrology!C2354<='Farm data entry'!$E$16)","v":true},0,{"$f":"VLOOKUP($A2354,ETo!$A$3:$N$10959,Hydrology!$D$1,FALSE)","v":3.2886918000000001},{"$f":"(H2354*'Farm data entry'!$D$25)","v":2.30208426},{"$f":"kc(C2354,Kc!$E$9:$H$9,Kc!$I$9:$K$9)","v":0.60000000000000009},1.3812505560000001,{"$f":"K2354*10*'Farm data entry'!$E$22","v":27.625011120000003},{"$f":"(L2354*'Farm data entry'!$D$14)","v":4.1437516680000002},31.768762788000004,31.768762788000004,0,541.89963992669379,0,31.768762788000004,0,1541.8996399266935,0,31.768762788000004,0,2498.1443955874988,0]
["1992-06-23",1992,175,{"$f":"VLOOKUP($A2369,Rainfall!$D$3:$Q$10959,Hydrology!$D$1,FALSE)","v":0},{"$f":"MAX((D2369-'Farm data entry'!$D$24)*'Farm data entry'!$D$23,0)*10*'Farm data entry'!$D$10","v":0},{"$f":"AND(C2369>='Farm data entry'!$E$15,Hydrology!C2369<='Farm data entry'!$E$16)","v":true},0,{"$f":"VLOOKUP($A2369,ETo!$A$3:$N$10959,Hydrology!$D$1,FALSE)","v":2.3151638999999999},{"$f":"(H2369*'Farm data entry'!$D$25)","v":1.6206147299999998},{"$f":"kc(C2369,Kc!$E$9:$H$9,Kc!$I$9:$K$9)","v":0.64411764705882346},1.0438665466764703,{"$f":"K2369*10*'Farm data entry'!$E$22","v":20.877330933529407},{"$f":"(L2369*'Farm data entry'!$D$14)","v":3.1315996400294108},24.008930573558818,24.008930573558818,0,91.174746471840933,0,24.008930573558818,0,1091.1747464718403,0,24.008930573558818,0,2047.4195021326457,0]
["1992-06-30",1992,182,{"$f":"VLOOKUP($A2376,Rainfall!$D$3:$Q$10959,Hydrology!$D$1,FALSE)","v":1.5000000767999999},{"$f":"MAX((D2376-'Farm data entry'!$D$24)*'Farm data entry'!$D$23,0)*10*'Farm data entry'!$D$10","v":0},{"$f":"AND(C2376>='Farm data entry'!$E$15,Hydrology!C2376<='Farm data entry'!$E$16)","v":true},0,{"$f":"VLOOKUP($A2376,ETo!$A$3:$N$10959,Hydrology!$D$1,FALSE)","v":1.9253106},{"$f":"(H2376*'Farm data entry'!$D$25)","v":1.3477174199999999},{"$f":"kc(C2376,Kc!$E$9:$H$9,Kc!$I$9:$K$9)","v":0.66470588235294115},0.89583569682352937,{"$f":"K2376*10*'Farm data entry'!$E$22","v":17.916713936470586},{"$f":"(L2376*'Farm data entry'!$D$14)","v":2.687507090470588},20.604221026941175,0,0,0,20.604221026941175,20.604221026941175,0,852.25550823151673,0,20.604221026941175,0,1808.5002638923222,0]
["1992-07-08",1992,190,{"$f":"VLOOKUP($A2384,Rainfall!$D$3:$Q$10959,Hydrology!$D$1,FALSE)","v":0},{"$f":"MAX((D2384-'Farm data entry'!$D$24)*'Farm data entry'!$D$23,0)*10*'Farm data entry'!$D$10","v":0},{"$f":"AND(C2384>='Farm data entry'!$E$15,Hydrology!C2384<='Farm data entry'!$E$16)","v":true},0,{"$f":"VLOOKUP($A2384,ETo!$A$3:$N$10959,Hydrology!$D$1,FALSE)","v":1.6770271000000001},{"$f":"(H2384*'Farm data entry'!$D$25)","v":1.1739189699999999},{"$f":"kc(C2384,Kc!$E$9:$H$9,Kc!$I$9:$K$9)","v":0.68823529411764706},0.80793246758823523,{"$f":"K2384*10*'Farm data entry'!$E$22","v":16.158649351764705},{"$f":"(L2384*'Farm data entry'!$D$14)","v":2.4237974027647056},18.582446754529411,0,0,0,18.582446754529411,18.582446754529411,0,737.30823771295786,0,18.582446754529411,0,1693.5529933737635,0]
["1992-07-13",1992,195,{"$f":"VLOOKUP($A2389,Rainfall!$D$3:$Q$10959,Hydrology!$D$1,FALSE)","v":3.5999999423999998},{"$f":"MAX((D2389-'Farm data entry'!$D$24)*'Farm data entry'!$D$23,0)*10*'Farm data entry'!$D$10","v":30.399998905599993},{"$f":"AND(C2389>='Farm data entry'!$E$15,Hydrology!C2389<='Farm data entry'!$E$16)","v":true},30.399998905599993,{"$f":"VLOOKUP($A2389,ETo!$A$3:$N$10959,Hydrology!$D$1,FALSE)","v":1.6640035},{"$f":"(H2389*'Farm data entry'!$D$25)","v":1.1648024499999998},{"$f":"kc(C2389,Kc!$E$9:$H$9,Kc!$I$9:$K$9)","v":0.70294117647058818},0.81878760455882338,{"$f":"K2389*10*'Farm data entry'!$E$22","v":16.375752091176466},{"$f":"(L2389*'Farm data entry'!$D$14)","v":2.4563628136764697},18.832114904852936,18.832114904852936,0,11.567884000747057,0,18.832114904852936,0,678.64426417162269,0,18.832114904852936,0,1634.8890198324279,0]
["1992-07-28",1992,210,{"$f":"VLOOKUP($A2404,Rainfall!$D$3:$Q$10959,Hydrology!$D$1,FALSE)","v":0},{"$f":"MAX((D2404-'Farm data entry'!$D$24)*'Farm data entry'!$D$23,0)*10*'Farm data entry'!$D$10","v":0},{"$f":"AND(C2404>='Farm data entry'!$E$15,Hydrology!C2404<='Farm data entry'!$E$16)","v":true},0,{"$f":"VLOOKUP($A2404,ETo!$A$3:$N$10959,Hydrology!$D$1,FALSE)","v":3.2473366000000001},{"$f":"(H2404*'Farm data entry'!$D$25)","v":2.2731356200000001},{"$f":"kc(C2404,Kc!$E$9:$H$9,Kc!$I$9:$K$9)","v":0.74705882352941178},1.6981660220000001,{"$f":"K2404*10*'Farm data entry'!$E$22","v":33.963320440000004},{"$f":"(L2404*'Farm data entry'!$D$14)","v":5.0944980660000008},39.057818506000004,39.057818506000004,0,257.53098275573535,0,39.057818506000004,0,791.65979222829924,0,39.057818506000004,0,1747.9045478891044,0]
["1992-08-07",1992,220,{"$f":"VLOOKUP($A2414,Rainfall!$D$3:$Q$10959,Hydrology!$D$1,FALSE)","v":2.499999984},{"$f":"MAX((D2414-'Farm data entry'!$D$24)*'Farm data entry'!$D$23,0)*10*'Farm data entry'!$D$10","v":9.4999996959999997},{"$f":"AND(C2414>='Farm data entry'!$E$15,Hydrology!C2414<='Farm data entry'!$E$16)","v":true},9.4999996959999997,{"$f":"VLOOKUP($A2414,ETo!$A$3:$N$10959,Hydrology!$D$1,FALSE)","v":2.8861823000000002},{"$f":"(H2414*'Farm data entry'!$D$25)","v":2.0203276099999998},{"$f":"kc(C2414,Kc!$E$9:$H$9,Kc!$I$9:$K$9)","v":0.77647058823529413},1.5687249677647057,{"$f":"K2414*10*'Farm data entry'!$E$22","v":31.374499355294112},{"$f":"(L2414*'Farm data entry'!$D$14)","v":4.7061749032941167},36.080674258588232,9.4999996959999997,0,0,26.580674562588232,36.080674258588232,0,389.23165491415222,0,36.080674258588232,0,1345.4764105749571,0]
["1992-08-12",1992,225,{"$f":"VLOOKUP($A2419,Rainfall!$D$3:$Q$10959,Hydrology!$D$1,FALSE)","v":4.5000001439999995},{"$f":"MAX((D2419-'Farm data entry'!$D$24)*'Farm data entry'!$D$23,0)*10*'Farm data entry'!$D$10","v":47.500002735999985},{"$f":"AND(C2419>='Farm data entry'!$E$15,Hydrology!C2419<='Farm data entry'!$E$16)","v":true},47.500002735999985,{"$f":"VLOOKUP($A2419,ETo!$A$3:$N$10959,Hydrology!$D$1,FALSE)","v":1.8442035999999999},{"$f":"(H2419*'Farm data entry'!$D$25)","v":1.29094252},{"$f":"kc(C2419,Kc!$E$9:$H$9,Kc!$I$9:$K$9)","v":0.79117647058823526},1.0213633467058822,{"$f":"K2419*10*'Farm data entry'!$E$22","v":20.427266934117647},{"$f":"(L2419*'Farm data entry'!$D$14)","v":3.0640900401176467},23.491356974235295,23.491356974235295,0,88.453059512970583,0,23.491356974235295,0,453.175694750064,0,23.491356974235295,0,1409.4204504108691,0]
["1992-08-23",1992,236,{"$f":"VLOOKUP($A2430,Rainfall!$D$3:$Q$10959,Hydrology!$D$1,FALSE)","v":3.0000000672000002},{"$f":"MAX((D2430-'Farm data entry'!$D$24)*'Farm data entry'!$D$23,0)*10*'Farm data entry'!$D$10","v":19.000001276800003},{"$f":"AND(C2430>='Farm data entry'!$E$15,Hydrology!C2430<='Farm data entry'!$E$16)","v":true},19.000001276800003,{"$f":"VLOOKUP($A2430,ETo!$A$3:$N$10959,Hydrology!$D$1,FALSE)","v":2.441265},{"$f":"(H2430*'Farm data entry'!$D$25)","v":1.7088854999999998},{"$f":"kc(C2430,Kc!$E$9:$H$9,Kc!$I$9:$K$9)","v":0.82352941176470584},1.4073174705882352,{"$f":"K2430*10*'Farm data entry'!$E$22","v":28.146349411764703},{"$f":"(L2430*'Farm data entry'!$D$14)","v":4.2219524117647049},32.368301823529407,32.368301823529407,0,243.93053545366467,0,32.368301823529407,0,608.65317069075832,0,32.368301823529407,0,1564.8979263515632,0]
["1992-09-03",1992,247,{"$f":"VLOOKUP($A2441,Rainfall!$D$3:$Q$10959,Hydrology!$D$1,FALSE)","v":2.9000000160000003},{"$f":"MAX((D2441-'Farm data entry'!$D$24)*'Farm data entry'!$D$23,0)*10*'Farm data entry'!$D$10","v":17.100000304000005},{"$f":"AND(C2441>='Farm data entry'!$E$15,Hydrology!C2441<='Farm data entry'!$E$16)","v":true},17.100000304000005,{"$f":"VLOOKUP($A2441,ETo!$A$3:$N$10959,Hydrology!$D$1,FALSE)","v":2.640701},{"$f":"(H2441*'Farm data entry'!$D$25)","v":1.8484906999999999},{"$f":"kc(C2441,Kc!$E$9:$H$9,Kc!$I$9:$K$9)","v":0.85},1.571217095,{"$f":"K2441*10*'Farm data entry'!$E$22","v":31.424341899999998},{"$f":"(L2441*'Farm data entry'!$D$14)","v":4.7136512849999992},36.137993184999999,36.137993184999999,0,324.30828835808825,0,36.137993184999999,0,689.03092359518178,0,36.137993184999999,0,1645.2756792559865,0]
["1992-09-11",1992,255,{"$f":"VLOOKUP($A2449,Rainfall!$D$3:$Q$10959,Hydrology!$D$1,FALSE)","v":0},{"$f":"MAX((D2449-'Farm data entry'!$D$24)*'Farm data entry'!$D$23,0)*10*'Farm data entry'!$D$10","v":0},{"$f":"AND(C2449>='Farm data entry'!$E$15,Hydrology!C2449<='Farm data entry'!$E$16)","v":true},0,{"$f":"VLOOKUP($A2449,ETo!$A$3:$N$10959,Hydrology!$D$1,FALSE)","v":2.6689978000000001},{"$f":"(H2449*'Farm data entry'!$D$25)","v":1.8682984599999999},{"$f":"kc(C2449,Kc!$E$9:$H$9,Kc!$I$9:$K$9)","v":0.85},1.5880536909999998,{"$f":"K2449*10*'Farm data entry'!$E$22","v":31.761073819999996},{"$f":"(L2449*'Farm data entry'!$D$14)","v":4.7641610729999995},36.525234892999997,36.525234892999997,0,153.46282572883828,0,36.525234892999997,0,518.18546096593184,0,36.525234892999997,0,1474.4302166267364,0]
["1992-09-22",1992,266,{"$f":"VLOOKUP($A2460,Rainfall!$D$3:$Q$10959,Hydrology!$D$1,FALSE)","v":12.399999264},{"$f":"MAX((D2460-'Farm data entry'!$D$24)*'Farm data entry'!$D$23,0)*10*'Farm data entry'!$D$10","v":197.599986016},{"$f":"AND(C2460>='Farm data entry'!$E$15,Hydrology!C2460<='Farm data entry'!$E$16)","v":true},197.599986016,{"$f":"VLOOKUP($A2460,ETo!$A$3:$N$10959,Hydrology!$D$1,FALSE)","v":0.52014594999999997},{"$f":"(H2460*'Farm data entry'!$D$25)","v":0.36410216499999998},{"$f":"kc(C2460,Kc!$E$9:$H$9,Kc!$I$9:$K$9)","v":0.85},0.30948684024999995,{"$f":"K2460*10*'Farm data entry'!$E$22","v":6.189736804999999},{"$f":"(L2460*'Farm data entry'!$D$14)","v":0.92846052074999985},7.1181973257499989,7.1181973257499989,0,260.84520197388832,0,7.1181973257499989,0,625.56783721098191,0,7.1181973257499989,0,1581.8125928717866,0]
["1992-10-06",1992,280,{"$f":"VLOOKUP($A2474,Rainfall!$D$3:$Q$10959,Hydrology!$D$1,FALSE)","v":9.9999999360000008E-2},{"$f":"MAX((D2474-'Farm data entry'!$D$24)*'Farm data entry'!$D$23,0)*10*'Farm data entry'!$D$10","v":0},{"$f":"AND(C2474>='Farm data entry'!$E$15,Hydrology!C2474<='Farm data entry'!$E$16)","v":true},0,{"$f":"VLOOKUP($A2474,ETo!$A$3:$N$10959,Hydrology!$D$1,FALSE)","v":1.9432346},{"$f":"(H2474*'Farm data entry'!$D$25)","v":1.3602642199999999},{"$f":"kc(C2474,Kc!$E$9:$H$9,Kc!$I$9:$K$9)","v":0.625},0.85016513749999989,{"$f":"K2474*10*'Farm data entry'!$E$22","v":17.003302749999996},{"$f":"(L2474*'Farm data entry'!$D$14)","v":2.5504954124999992},19.553798162499994,19.553798162499994,0,574.93665319993841,0,19.553798162499994,0,939.65928843703182,0,19.553798162499994,0,1895.904044097837,0]
["1992-10-17",1992,291,{"$f":"VLOOKUP($A2485,Rainfall!$D$3:$Q$10959,Hydrology!$D$1,FALSE)","v":0},{"$f":"MAX((D2485-'Farm data entry'!$D$24)*'Farm data entry'!$D$23,0)*10*'Farm data entry'!$D$10","v":0},{"$f":"AND(C2485>='Farm data entry'!$E$15,Hydrology!C2485<='Farm data entry'!$E$16)","v":true},0,{"$f":"VLOOKUP($A2485,ETo!$A$3:$N$10959,Hydrology!$D$1,FALSE)","v":0.47513699999999998},{"$f":"(H2485*'Farm data entry'!$D$25)","v":0.33259589999999994},{"$f":"kc(C2485,Kc!$E$9:$H$9,Kc!$I$9:$K$9)","v":0.35},0.11640856499999998,{"$f":"K2485*10*'Farm data entry'!$E$22","v":2.3281712999999997},{"$f":"(L2485*'Farm data entry'!$D$14)","v":0.34922569499999995},2.6773969949999996,2.6773969949999996,0,514.77720155063832,0,2.6773969949999996,0,879.49983678773174,0,2.6773969949999996,0,1835.7445924485371,0]
["1992-10-22",1992,296,{"$f":"VLOOKUP($A2490,Rainfall!$D$3:$Q$10959,Hydrology!$D$1,FALSE)","v":0.30000000671999999},{"$f":"MAX((D2490-'Farm data entry'!$D$24)*'Farm data entry'!$D$23,0)*10*'Farm data entry'!$D$10","v":0},{"$f":"AND(C2490>='Farm data entry'!$E$15,Hydrology!C2490<='Farm data entry'!$E$16)","v":true},0,{"$f":"VLOOKUP($A2490,ETo!$A$3:$N$10959,Hydrology!$D$1,FALSE)","v":0.25400397000000002},{"$f":"(H2490*'Farm data entry'!$D$25)","v":0.17780277899999999},{"$f":"kc(C2490,Kc!$E$9:$H$9,Kc!$I$9:$K$9)","v":0.22500000000000001},4.0005625274999998E-2,{"$f":"K2490*10*'Farm data entry'!$E$22","v":0.80011250550000002},{"$f":"(L2490*'Farm data entry'!$D$14)","v":0.12001687582499999},0.920129381325,0.920129381325,0,996.05691288367507,0,0.920129381325,0,1381.3109901024566,0,0.920129381325,0,2337.5557457632617,0]
["1992-11-06",1992,311,{"$f":"VLOOKUP($A2505,Rainfall!$D$3:$Q$10959,Hydrology!$D$1,FALSE)","v":0},{"$f":"MAX((D2505-'Farm data entry'!$D$24)*'Farm data entry'!$D$23,0)*10*'Farm data entry'!$D$10","v":0},{"$f":"AND(C2505>='Farm data entry'!$E$15,Hydrology!C2505<='Farm data entry'!$E$16)","v":false},0,{"$f":"VLOOKUP($A2505,ETo!$A$3:$N$10959,Hydrology!$D$1,FALSE)","v":7.9832903999999996E-2},{"$f":"(H2505*'Farm data entry'!$D$25)","v":5.5883032799999996E-2},{"$f":"kc(C2505,Kc!$E$9:$H$9,Kc!$I$9:$K$9)","v":0},0,{"$f":"K2505*10*'Farm data entry'!$E$22","v":0},{"$f":"(L2505*'Farm data entry'!$D$14)","v":0},0,0,0,999.62843426630002,0,0,0,1725.9611405644816,0,0,0,2682.2058962252872,0]
["1992-11-07",1992,312,{"$f":"VLOOKUP($A2506,Rainfall!$D$3:$Q$10959,Hydrology!$D$1,FALSE)","v":0},{"$f":"MAX((D2506-'Farm data entry'!$D$24)*'Farm data entry'!$D$23,0)*10*'Farm data entry'!$D$10","v":0},{"$f":"AND(C2506>='Farm data entry'!$E$15,Hydrology!C2506<='Farm data entry'!$E$16)","v":false},0,{"$f":"VLOOKUP($A2506,ETo!$A$3:$N$10959,Hydrology!$D$1,FALSE)","v":0.33528337000000002},{"$f":"(H2506*'Farm data entry'!$D$25)","v":0.234698359},{"$f":"kc(C2506,Kc!$E$9:$H$9,Kc!$I$9:$K$9)","v":0},0,{"$f":"K2506*10*'Farm data entry'!$E$22","v":0},{"$f":"(L2506*'Farm data entry'!$D$14)","v":0},0,0,0,999.62843426630002,0,0,0,1725.9611405644816,0,0,0,2682.2058962252872,0]
["1992-11-21",1992,326,{"$f":"VLOOKUP($A2520,Rainfall!$D$3:$Q$10959,Hydrology!$D$1,FALSE)","v":3.8000001312},{"$f":"MAX((D2520-'Farm data entry'!$D$24)*'Farm data entry'!$D$23,0)*10*'Farm data entry'!$D$10","v":34.200002492799996},{"$f":"AND(C2520>='Farm data entry'!$E$15,Hydrology!C2520<='Farm data entry'!$E$16)","v":false},0,{"$f":"VLOOKUP($A2520,ETo!$A$3:$N$10959,Hydrology!$D$1,FALSE)","v":0.47885465999999999},{"$f":"(H2520*'Farm data entry'!$D$25)","v":0.33519826199999997},{"$f":"kc(C2520,Kc!$E$9:$H$9,Kc!$I$9:$K$9)","v":0},0,{"$f":"K2520*10*'Farm data entry'!$E$22","v":0},{"$f":"(L2520*'Farm data entry'!$D$14)","v":0},0,0,0,999.62843426630002,0,0,0,1725.9611405644816,0,0,0,2682.2058962252872,0]
["1992-11-26",1992,331,{"$f":"VLOOKUP($A2525,Rainfall!$D$3:$Q$10959,Hydrology!$D$1,FALSE)","v":0},{"$f":"MAX((D2525-'Farm data entry'!$D$24)*'Farm data entry'!$D$23,0)*10*'Farm data entry'!$D$10","v":0},{"$f":"AND(C2525>='Farm data entry'!$E$15,Hydrology!C2525<='Farm data entry'!$E$16)","v":false},0,{"$f":"VLOOKUP($A2525,ETo!$A$3:$N$10959,Hydrology!$D$1,FALSE)","v":0.36363636999999999},{"$f":"(H2525*'Farm data entry'!$D$25)","v":0.25454545899999997},{"$f":"kc(C2525,Kc!$E$9:$H$9,Kc!$I$9:$K$9)","v":0},0,{"$f":"K2525*10*'Farm data entry'!$E$22","v":0},{"$f":"(L2525*'Farm data entry'!$D$14)","v":0},0,0,0,999.62843426630002,0,0,0,1725.9611405644816,0,0,0,2682.2058962252872,0]
["1992-12-10",1992,345,{"$f":"VLOOKUP($A2539,Rainfall!$D$3:$Q$10959,Hydrology!$D$1,FALSE)","v":0},{"$f":"MAX((D2539-'Farm data entry'!$D$24)*'Farm data entry'!$D$23,0)*10*'Farm data entry'!$D$10","v":0},{"$f":"AND(C2539>='Farm data entry'!$E$15,Hydrology!C2539<='Farm data entry'!$E$16)","v":false},0,{"$f":"VLOOKUP($A2539,ETo!$A$3:$N$10959,Hydrology!$D$1,FALSE)","v":2.7175857000000001E-2},{"$f":"(H2539*'Farm data entry'!$D$25)","v":1.90230999E-2},{"$f":"kc(C2539,Kc!$E$9:$H$9,Kc!$I$9:$K$9)","v":0},0,{"$f":"K2539*10*'Farm data entry'!$E$22","v":0},{"$f":"(L2539*'Farm data entry'!$D$14)","v":0},0,0,0,999.62843426630002,0,0,0,1725.9611405644816,0,0,0,2682.2058962252872,0]
["1992-12-21",1992,356,{"$f":"VLOOKUP($A2550,Rainfall!$D$3:$Q$10959,Hydrology!$D$1,FALSE)","v":0},{"$f":"MAX((D2550-'Farm data entry'!$D$24)*'Farm data entry'!$D$23,0)*10*'Farm data entry'!$D$10","v":0},{"$f":"AND(C2550>='Farm data entry'!$E$15,Hydrology!C2550<='Farm data entry'!$E$16)","v":false},0,{"$f":"VLOOKUP($A2550,ETo!$A$3:$N$10959,Hydrology!$D$1,FALSE)","v":0},{"$f":"(H2550*'Farm data entry'!$D$25)","v":0},{"$f":"kc(C2550,Kc!$E$9:$H$9,Kc!$I$9:$K$9)","v":0},0,{"$f":"K2550*10*'Farm data entry'!$E$22","v":0},{"$f":"(L2550*'Farm data entry'!$D$14)","v":0},0,0,0,999.62843426630002,0,0,0,1725.9611405644816,0,0,0,2682.2058962252872,0]
["1993-01-01",1993,1,{"$f":"VLOOKUP($A2561,Rainfall!$D$3:$Q$10959,Hydrology!$D$1,FALSE)","v":0},{"$f":"MAX((D2561-'Farm data entry'!$D$24)*'Farm data entry'!$D$23,0)*10*'Farm data entry'!$D$10","v":0},{"$f":"AND(C2561>='Farm data entry'!$E$15,Hydrology!C2561<='Farm data entry'!$E$16)","v":false},0,{"$f":"VLOOKUP($A2561,ETo!$A$3:$N$10959,Hydrology!$D$1,FALSE)","v":0},{"$f":"(H2561*'Farm data entry'!$D$25)","v":0},{"$f":"kc(C2561,Kc!$E$9:$H$9,Kc!$I$9:$K$9)","v":0},0,{"$f":"K2561*10*'Farm data entry'!$E$22","v":0},{"$f":"(L2561*'Farm data entry'!$D$14)","v":0},0,0,0,999.62843426630002,0,0,0,1725.9611405644816,0,0,0,2682.2058962252872,0]
["1993-01-06",1993,6,{"$f":"VLOOKUP($A2566,Rainfall!$D$3:$Q$10959,Hydrology!$D$1,FALSE)","v":7.1999997120000003},{"$f":"MAX((D2566-'Farm data entry'!$D$24)*'Farm data entry'!$D$23,0)*10*'Farm data entry'!$D$10","v":98.799994527999999},{"$f":"AND(C2566>='Farm data entry'!$E$15,Hydrology!C2566<='Farm data entry'!$E$16)","v":false},0,{"$f":"VLOOKUP($A2566,ETo!$A$3:$N$10959,Hydrology!$D$1,FALSE)","v":0},{"$f":"(H2566*'Farm data entry'!$D$25)","v":0},{"$f":"kc(C2566,Kc!$E$9:$H$9,Kc!$I$9:$K$9)","v":0},0,{"$f":"K2566*10*'Farm data entry'!$E$22","v":0},{"$f":"(L2566*'Farm data entry'!$D$14)","v":0},0,0,0,999.62843426630002,0,0,0,1725.9611405644816,0,0,0,2682.2058962252872,0]
["1993-01-16",1993,16,{"$f":"VLOOKUP($A2576,Rainfall!$D$3:$Q$10959,Hydrology!$D$1,FALSE)","v":9.9999999360000008E-2},{"$f":"MAX((D2576-'Farm data entry'!$D$24)*'Farm data entry'!$D$23,0)*10*'Farm data entry'!$D$10","v":0},{"$f":"AND(C2576>='Farm data entry'!$E$15,Hydrology!C2576<='Farm data entry'!$E$16)","v":false},0,{"$f":"VLOOKUP($A2576,ETo!$A$3:$N$10959,Hydrology!$D$1,FALSE)","v":0},{"$f":"(H2576*'Farm data entry'!$D$25)","v":0},{"$f":"kc(C2576,Kc!$E$9:$H$9,Kc!$I$9:$K$9)","v":0},0,{"$f":"K2576*10*'Farm data entry'!$E$22","v":0},{"$f":"(L2576*'Farm data entry'!$D$14)","v":0},0,0,0,999.62843426630002,0,0,0,1725.9611405644816,0,0,0,2682.2058962252872,0]
["1993-01-31",1993,31,{"$f":"VLOOKUP($A2591,Rainfall!$D$3:$Q$10959,Hydrology!$D$1,FALSE)","v":0},{"$f":"MAX((D2591-'Farm data entry'!$D$24)*'Farm data entry'!$D$23,0)*10*'Farm data entry'!$D$10","v":0},{"$f":"AND(C2591>='Farm data entry'!$E$15,Hydrology!C2591<='Farm data entry'!$E$16)","v":false},0,{"$f":"VLOOKUP($A2591,ETo!$A$3:$N$10959,Hydrology!$D$1,FALSE)","v":5.5267289999999997E-2},{"$f":"(H2591*'Farm data entry'!$D$25)","v":3.8687102999999994E-2},{"$f":"kc(C2591,Kc!$E$9:$H$9,Kc!$I$9:$K$9)","v":0},0,{"$f":"K2591*10*'Farm data entry'!$E$22","v":0},{"$f":"(L2591*'Farm data entry'!$D$14)","v":0},0,0,0,999.62843426630002,0,0,0,1725.9611405644816,0,0,0,2682.2058962252872,0]
["1993-02-05",1993,36,{"$f":"VLOOKUP($A2596,Rainfall!$D$3:$Q$10959,Hydrology!$D$1,FALSE)","v":0},{"$f":"MAX((D2596-'Farm data entry'!$D$24)*'Farm data entry'!$D$23,0)*10*'Farm data entry'!$D$10","v":0},{"$f":"AND(C2596>='Farm data entry'!$E$15,Hydrology!C2596<='Farm data entry'!$E$16)","v":false},0,{"$f":"VLOOKUP($A2596,ETo!$A$3:$N$10959,Hydrology!$D$1,FALSE)","v":0.15260209999999999},{"$f":"(H2596*'Farm data entry'!$D$25)","v":0.10682146999999999},{"$f":"kc(C2596,Kc!$E$9:$H$9,Kc!$I$9:$K$9)","v":0},0,{"$f":"K2596*10*'Farm data entry'!$E$22","v":0},{"$f":"(L2596*'Farm data entry'!$D$14)","v":0},0,0,0,999.62843426630002,0,0,0,1725.9611405644816,0,0,0,2682.2058962252872,0]
["1993-02-13",1993,44,{"$f":"VLOOKUP($A2604,Rainfall!$D$3:$Q$10959,Hydrology!$D$1,FALSE)","v":0},{"$f":"MAX((D2604-'Farm data entry'!$D$24)*'Farm data entry'!$D$23,0)*10*'Farm data entry'!$D$10","v":0},{"$f":"AND(C2604>='Farm data entry'!$E$15,Hydrology!C2604<='Farm data entry'!$E$16)","v":false},0,{"$f":"VLOOKUP($A2604,ETo!$A$3:$N$10959,Hydrology!$D$1,FALSE)","v":0.21574847},{"$f":"(H2604*'Farm data entry'!$D$25)","v":0.151023929},{"$f":"kc(C2604,Kc!$E$9:$H$9,Kc!$I$9:$K$9)","v":0},0,{"$f":"K2604*10*'Farm data entry'!$E$22","v":0},{"$f":"(L2604*'Farm data entry'!$D$14)","v":0},0,0,0,999.62843426630002,0,0,0,1725.9611405644816,0,0,0,2682.2058962252872,0]
["1993-03-02",1993,61,{"$f":"VLOOKUP($A2621,Rainfall!$D$3:$Q$10959,Hydrology!$D$1,FALSE)","v":0},{"$f":"MAX((D2621-'Farm data entry'!$D$24)*'Farm data entry'!$D$23,0)*10*'Farm data entry'!$D$10","v":0},{"$f":"AND(C2621>='Farm data entry'!$E$15,Hydrology!C2621<='Farm data entry'!$E$16)","v":true},0,{"$f":"VLOOKUP($A2621,ETo!$A$3:$N$10959,Hydrology!$D$1,FALSE)","v":0.60049160000000001},{"$f":"(H2621*'Farm data entry'!$D$25)","v":0.42034411999999999},{"$f":"kc(C2621,Kc!$E$9:$H$9,Kc!$I$9:$K$9)","v":0},0,{"$f":"K2621*10*'Farm data entry'!$E$22","v":0},{"$f":"(L2621*'Farm data entry'!$D$14)","v":0},0,0,0,999.62843426630002,0,0,0,1725.9611405644816,0,0,0,2682.2058962252872,0]
["1993-03-07",1993,66,{"$f":"VLOOKUP($A2626,Rainfall!$D$3:$Q$10959,Hydrology!$D$1,FALSE)","v":0},{"$f":"MAX((D2626-'Farm data entry'!$D$24)*'Farm data entry'!$D$23,0)*10*'Farm data entry'!$D$10","v":0},{"$f":"AND(C2626>='Farm data entry'!$E$15,Hydrology!C2626<='Farm data entry'!$E$16)","v":true},0,{"$f":"VLOOKUP($A2626,ETo!$A$3:$N$10959,Hydrology!$D$1,FALSE)","v":0.28624314000000001},{"$f":"(H2626*'Farm data entry'!$D$25)","v":0.200370198},{"$f":"kc(C2626,Kc!$E$9:$H$9,Kc!$I$9:$K$9)","v":0},0,{"$f":"K2626*10*'Farm data entry'!$E$22","v":0},{"$f":"(L2626*'Farm data entry'!$D$14)","v":0},0,0,0,999.62843426630002,0,0,0,1725.9611405644816,0,0,0,2682.2058962252872,0]
["1993-03-18",1993,77,{"$f":"VLOOKUP($A2637,Rainfall!$D$3:$Q$10959,Hydrology!$D$1,FALSE)","v":0},{"$f":"MAX((D2637-'Farm data entry'!$D$24)*'Farm data entry'!$D$23,0)*10*'Farm data entry'!$D$10","v":0},{"$f":"AND(C2637>='Farm data entry'!$E$15,Hydrology!C2637<='Farm data entry'!$E$16)","v":true},0,{"$f":"VLOOKUP($A2637,ETo!$A$3:$N$10959,Hydrology!$D$1,FALSE)","v":1.9526824},{"$f":"(H2637*'Farm data entry'!$D$25)","v":1.36687768},{"$f":"kc(C2637,Kc!$E$9:$H$9,Kc!$I$9:$K$9)","v":0},0,{"$f":"K2637*10*'Farm data entry'!$E$22","v":0},{"$f":"(L2637*'Farm data entry'!$D$14)","v":0},0,0,0,999.62843426630002,0,0,0,1725.9611405644816,0,0,0,2682.2058962252872,0]
["1993-03-22",1993,81,{"$f":"VLOOKUP($A2641,Rainfall!$D$3:$Q$10959,Hydrology!$D$1,FALSE)","v":0.30000000671999999},{"$f":"MAX((D2641-'Farm data entry'!$D$24)*'Farm data entry'!$D$23,0)*10*'Farm data entry'!$D$10","v":0},{"$f":"AND(C2641>='Farm data entry'!$E$15,Hydrology!C2641<='Farm data entry'!$E$16)","v":true},0,{"$f":"VLOOKUP($A2641,ETo!$A$3:$N$10959,Hydrology!$D$1,FALSE)","v":0.78935635000000004},{"$f":"(H2641*'Farm data entry'!$D$25)","v":0.55254944500000003},{"$f":"kc(C2641,Kc!$E$9:$H$9,Kc!$I$9:$K$9)","v":0},0,{"$f":"K2641*10*'Farm data entry'!$E$22","v":0},{"$f":"(L2641*'Farm data entry'!$D$14)","v":0},0,0,0,1000,0,0,0,1756.3611394700815,0,0,0,2712.6058951308873,0]
["1993-04-06",1993,96,{"$f":"VLOOKUP($A2656,Rainfall!$D$3:$Q$10959,Hydrology!$D$1,FALSE)","v":0.49999999680000001},{"$f":"MAX((D2656-'Farm data entry'!$D$24)*'Farm data entry'!$D$23,0)*10*'Farm data entry'!$D$10","v":0},{"$f":"AND(C2656>='Farm data entry'!$E$15,Hydrology!C2656<='Farm data entry'!$E$16)","v":true},0,{"$f":"VLOOKUP($A2656,ETo!$A$3:$N$10959,Hydrology!$D$1,FALSE)","v":2.6490800000000001},{"$f":"(H2656*'Farm data entry'!$D$25)","v":1.8543559999999999},{"$f":"kc(C2656,Kc!$E$9:$H$9,Kc!$I$9:$K$9)","v":0.41176470588235292},0.76355835294117635,{"$f":"K2656*10*'Farm data entry'!$E$22","v":15.271167058823528},{"$f":"(L2656*'Farm data entry'!$D$14)","v":2.290675058823529},17.561842117647057,17.561842117647057,0,982.43815788235293,0,17.561842117647057,0,1982.4381578823529,0,17.561842117647057,0,2982.4381578823532,0]
["1993-04-17",1993,107,{"$f":"VLOOKUP($A2667,Rainfall!$D$3:$Q$10959,Hydrology!$D$1,FALSE)","v":9.9999999360000008E-2},{"$f":"MAX((D2667-'Farm data entry'!$D$24)*'Farm data entry'!$D$23,0)*10*'Farm data entry'!$D$10","v":0},{"$f":"AND(C2667>='Farm data entry'!$E$15,Hydrology!C2667<='Farm data entry'!$E$16)","v":true},0,{"$f":"VLOOKUP($A2667,ETo!$A$3:$N$10959,Hydrology!$D$1,FALSE)","v":1.3397125999999999},{"$f":"(H2667*'Farm data entry'!$D$25)","v":0.93779881999999992},{"$f":"kc(C2667,Kc!$E$9:$H$9,Kc!$I$9:$K$9)","v":0.44411764705882356},0.41649300535294115,{"$f":"K2667*10*'Farm data entry'!$E$22","v":8.3298601070588223},{"$f":"(L2667*'Farm data entry'!$D$14)","v":1.2494790160588234},9.579339123117645,9.579339123117645,0,929.42178676238234,0,9.579339123117645,0,1929.4217867623822,0,9.579339123117645,0,2929.4217867623825,0]
["1993-04-24",1993,114,{"$f":"VLOOKUP($A2674,Rainfall!$D$3:$Q$10959,Hydrology!$D$1,FALSE)","v":8.5000000320000009},{"$f":"MAX((D2674-'Farm data entry'!$D$24)*'Farm data entry'!$D$23,0)*10*'Farm data entry'!$D$10","v":123.50000060800001},{"$f":"AND(C2674>='Farm data entry'!$E$15,Hydrology!C2674<='Farm data entry'!$E$16)","v":true},123.50000060800001,{"$f":"VLOOKUP($A2674,ETo!$A$3:$N$10959,Hydrology!$D$1,FALSE)","v":1.1350282},{"$f":"(H2674*'Farm data entry'!$D$25)","v":0.79451974000000003},{"$f":"kc(C2674,Kc!$E$9:$H$9,Kc!$I$9:$K$9)","v":0.46470588235294119},0.36921799682352946,{"$f":"K2674*10*'Farm data entry'!$E$22","v":7.384359936470589},{"$f":"(L2674*'Farm data entry'!$D$14)","v":1.1076539904705882},8.4920139269411763,8.4920139269411763,115.00798668105881,1000,0,8.4920139269411763,115.00798668105881,2000,0,8.4920139269411763,115.00798668105881,3000,0]
["1993-05-02",1993,122,{"$f":"VLOOKUP($A2682,Rainfall!$D$3:$Q$10959,Hydrology!$D$1,FALSE)","v":0},{"$f":"MAX((D2682-'Farm data entry'!$D$24)*'Farm data entry'!$D$23,0)*10*'Farm data entry'!$D$10","v":0},{"$f":"AND(C2682>='Farm data entry'!$E$15,Hydrology!C2682<='Farm data entry'!$E$16)","v":true},0,{"$f":"VLOOKUP($A2682,ETo!$A$3:$N$10959,Hydrology!$D$1,FALSE)","v":1.6709073000000001},{"$f":"(H2682*'Farm data entry'!$D$25)","v":1.16963511},{"$f":"kc(C2682,Kc!$E$9:$H$9,Kc!$I$9:$K$9)","v":0.4882352941176471},0.57105714194117652,{"$f":"K2682*10*'Farm data entry'!$E$22","v":11.421142838823531},{"$f":"(L2682*'Farm data entry'!$D$14)","v":1.7131714258235295},13.134314264647061,13.134314264647061,0,885.32432849902932,0,13.134314264647061,0,1885.3243284990292,0,13.134314264647061,0,2885.3243284990294,0]
["1993-05-17",1993,137,{"$f":"VLOOKUP($A2697,Rainfall!$D$3:$Q$10959,Hydrology!$D$1,FALSE)","v":7.6999999680000002},{"$f":"MAX((D2697-'Farm data entry'!$D$24)*'Farm data entry'!$D$23,0)*10*'Farm data entry'!$D$10","v":108.299999392},{"$f":"AND(C2697>='Farm data entry'!$E$15,Hydrology!C2697<='Farm data entry'!$E$16)","v":true},108.299999392,{"$f":"VLOOKUP($A2697,ETo!$A$3:$N$10959,Hydrology!$D$1,FALSE)","v":3.2098502999999998},{"$f":"(H2697*'Farm data entry'!$D$25)","v":2.2468952099999999},{"$f":"kc(C2697,Kc!$E$9:$H$9,Kc!$I$9:$K$9)","v":0.53235294117647058},1.1961412735588235,{"$f":"K2697*10*'Farm data entry'!$E$22","v":23.92282547117647},{"$f":"(L2697*'Farm data entry'!$D$14)","v":3.5884238206764705},27.511249291852941,27.511249291852941,0,782.51962279736472,0,27.511249291852941,0,1782.5196227973649,0,27.511249291852941,0,2782.5196227973647,0]
["1993-05-27",1993,147,{"$f":"VLOOKUP($A2707,Rainfall!$D$3:$Q$10959,Hydrology!$D$1,FALSE)","v":7.6999999680000002},{"$f":"MAX((D2707-'Farm data entry'!$D$24)*'Farm data entry'!$D$23,0)*10*'Farm data entry'!$D$10","v":108.299999392},{"$f":"AND(C2707>='Farm data entry'!$E$15,Hydrology!C2707<='Farm data entry'!$E$16)","v":true},108.299999392,{"$f":"VLOOKUP($A2707,ETo!$A$3:$N$10959,Hydrology!$D$1,FALSE)","v":0.6388587},{"$f":"(H2707*'Farm data entry'!$D$25)","v":0.44720108999999997},{"$f":"kc(C2707,Kc!$E$9:$H$9,Kc!$I$9:$K$9)","v":0.56176470588235294},0.25122178879411761,{"$f":"K2707*10*'Farm data entry'!$E$22","v":5.0244357758823526},{"$f":"(L2707*'Farm data entry'!$D$14)","v":0.75366536638235282},5.7781011422647053,5.7781011422647053,0,912.30936384157053,0,5.7781011422647053,0,1912.3093638415712,0,5.7781011422647053,0,2912.3093638415698,0]
["1993-06-01",1993,152,{"$f":"VLOOKUP($A2712,Rainfall!$D$3:$Q$10959,Hydrology!$D$1,FALSE)","v":0},{"$f":"MAX((D2712-'Farm data entry'!$D$24)*'Farm data entry'!$D$23,0)*10*'Farm data entry'!$D$10","v":0},{"$f":"AND(C2712>='Farm data entry'!$E$15,Hydrology!C2712<='Farm data entry'!$E$16)","v":true},0,{"$f":"VLOOKUP($A2712,ETo!$A$3:$N$10959,Hydrology!$D$1,FALSE)","v":2.9015597999999998},{"$f":"(H2712*'Farm data entry'!$D$25)","v":2.0310918599999996},{"$f":"kc(C2712,Kc!$E$9:$H$9,Kc!$I$9:$K$9)","v":0.57647058823529407},1.1708647192941173,{"$f":"K2712*10*'Farm data entry'!$E$22","v":23.417294385882347},{"$f":"(L2712*'Farm data entry'!$D$14)","v":3.5125941578823521},26.929888543764697,26.929888543764697,0,909.77543430732351,0,26.929888543764697,0,1909.7754343073234,0,26.929888543764697,0,2909.7754343073238,0]
["1993-06-16",1993,167,{"$f":"VLOOKUP($A2727,Rainfall!$D$3:$Q$10959,Hydrology!$D$1,FALSE)","v":16.999999200000001},{"$f":"MAX((D2727-'Farm data entry'!$D$24)*'Farm data entry'!$D$23,0)*10*'Farm data entry'!$D$10","v":284.99998479999999},{"$f":"AND(C2727>='Farm data entry'!$E$15,Hydrology!C2727<='Farm data entry'!$E$16)","v":true},284.99998479999999,{"$f":"VLOOKUP($A2727,ETo!$A$3:$N$10959,Hydrology!$D$1,FALSE)","v":0.44377539999999999},{"$f":"(H2727*'Farm data entry'!$D$25)","v":0.31064277999999995},{"$f":"kc(C2727,Kc!$E$9:$H$9,Kc!$I$9:$K$9)","v":0.62058823529411766},0.19278125464705881,{"$f":"K2727*10*'Farm data entry'!$E$22","v":3.8556250929411764},{"$f":"(L2727*'Farm data entry'!$D$14)","v":0.57834376394117648},4.4339688568823528,4.4339688568823528,72.324296722070585,1000,0,4.4339688568823528,72.324296722070358,2000,0,4.4339688568823528,72.324296722070358,3000,0]
["1993-06-21",1993,172,{"$f":"VLOOKUP($A2732,Rainfall!$D$3:$Q$10959,Hydrology!$D$1,FALSE)","v":0},{"$f":"MAX((D2732-'Farm data entry'!$D$24)*'Farm data entry'!$D$23,0)*10*'Farm data entry'!$D$10","v":0},{"$f":"AND(C2732>='Farm data entry'!$E$15,Hydrology!C2732<='Farm data entry'!$E$16)","v":true},0,{"$f":"VLOOKUP($A2732,ETo!$A$3:$N$10959,Hydrology!$D$1,FALSE)","v":3.6347144},{"$f":"(H2732*'Farm data entry'!$D$25)","v":2.5443000799999997},{"$f":"kc(C2732,Kc!$E$9:$H$9,Kc!$I$9:$K$9)","v":0.63529411764705879},1.6163788743529408,{"$f":"K2732*10*'Farm data entry'!$E$22","v":32.327577487058818},{"$f":"(L2732*'Farm data entry'!$D$14)","v":4.8491366230588229},37.176714110117643,37.176714110117643,0,859.6817852345589,0,37.176714110117643,0,1859.6817852345587,0,37.176714110117643,0,2859.6817852345584,0]
["1993-06-28",1993,179,{"$f":"VLOOKUP($A2739,Rainfall!$D$3:$Q$10959,Hydrology!$D$1,FALSE)","v":0},{"$f":"MAX((D2739-'Farm data entry'!$D$24)*'Farm data entry'!$D$23,0)*10*'Farm data entry'!$D$10","v":0},{"$f":"AND(C2739>='Farm data entry'!$E$15,Hydrology!C2739<='Farm data entry'!$E$16)","v":true},0,{"$f":"VLOOKUP($A2739,ETo!$A$3:$N$10959,Hydrology!$D$1,FALSE)","v":4.0400714999999998},{"$f":"(H2739*'Farm data entry'!$D$25)","v":2.8280500499999999},{"$f":"kc(C2739,Kc!$E$9:$H$9,Kc!$I$9:$K$9)","v":0.65588235294117647},1.8548681210294118,{"$f":"K2739*10*'Farm data entry'!$E$22","v":37.097362420588233},{"$f":"(L2739*'Farm data entry'!$D$14)","v":5.5646043630882351},42.661966783676469,42.661966783676469,0,610.29099669029415,0,42.661966783676469,0,1610.2909966902942,0,42.661966783676469,0,2610.2909966902935,0]
["1993-07-16",{"$f":"YEAR(A2757)","v":1993},197,{"$f":"VLOOKUP($A2757,Rainfall!$D$3:$Q$10959,Hydrology!$D$1,FALSE)","v":0.60000000480000004},{"$f":"MAX((D2757-'Farm data entry'!$D$24)*'Farm data entry'!$D$23,0)*10*'Farm data entry'!$D$10","v":0},{"$f":"AND(C2757>='Farm data entry'!$E$15,Hydrology!C2757<='Farm data entry'!$E$16)","v":true},0,{"$f":"VLOOKUP($A2757,ETo!$A$3:$N$10959,Hydrology!$D$1,FALSE)","v":2.1168979999999999},{"$f":"(H2757*'Farm data entry'!$D$25)","v":1.4818285999999998},{"$f":"kc(C2757,Kc!$E$9:$H$9,Kc!$I$9:$K$9)","v":0.70882352941176463},1.0503549782352939,{"$f":"K2757*10*'Farm data entry'!$E$22","v":21.007099564705879},{"$f":"(L2757*'Farm data entry'!$D$14)","v":3.1510649347058819},{"$f":"SUM(L2757:M2757)","v":24.158164499411761},24.158164499411761,0,201.58781289355883,{"$f":"$N2757-O2757","v":0},{"$f":"MIN($N2757,U2756+$G2757)","v":24.158164499411761},{"$f":"MAX(U2756+$G2757-$N2757-T$1,0)","v":0},{"$f":"MIN(U2756-S2757+$G2757,T$1)","v":1201.5878128935592},{"$f":"$N2757-S2757","v":0},{"$f":"MIN($N2757,Y2756+$G2757)","v":24.158164499411761},{"$f":"MAX(Y2756+$G2757-$N2757-X$1,0)","v":0},{"$f":"MIN(Y2756-W2757+$G2757,X$1)","v":2201.5878128935578},{"$f":"$N2757-W2757","v":0}]
["1993-07-17",1993,198,{"$f":"VLOOKUP($A2758,Rainfall!$D$3:$Q$10959,Hydrology!$D$1,FALSE)","v":0},{"$f":"MAX((D2758-'Farm data entry'!$D$24)*'Farm data entry'!$D$23,0)*10*'Farm data entry'!$D$10","v":0},{"$f":"AND(C2758>='Farm data entry'!$E$15,Hydrology!C2758<='Farm data entry'!$E$16)","v":true},0,{"$f":"VLOOKUP($A2758,ETo!$A$3:$N$10959,Hydrology!$D$1,FALSE)","v":2.9478010000000001},{"$f":"(H2758*'Farm data entry'!$D$25)","v":2.0634606999999998},{"$f":"kc(C2758,Kc!$E$9:$H$9,Kc!$I$9:$K$9)","v":0.71176470588235297},1.468698498235294,{"$f":"K2758*10*'Farm data entry'!$E$22","v":29.373969964705879},{"$f":"(L2758*'Farm data entry'!$D$14)","v":4.4060954947058812},33.780065459411759,33.780065459411759,0,167.80774743414707,0,33.780065459411759,0,1167.8077474341474,0,33.780065459411759,0,2167.8077474341462,0]
["1993-07-31",1993,212,{"$f":"VLOOKUP($A2772,Rainfall!$D$3:$Q$10959,Hydrology!$D$1,FALSE)","v":0},{"$f":"MAX((D2772-'Farm data entry'!$D$24)*'Farm data entry'!$D$23,0)*10*'Farm data entry'!$D$10","v":0},{"$f":"AND(C2772>='Farm data entry'!$E$15,Hydrology!C2772<='Farm data entry'!$E$16)","v":true},0,{"$f":"VLOOKUP($A2772,ETo!$A$3:$N$10959,Hydrology!$D$1,FALSE)","v":2.6743980000000001},{"$f":"(H2772*'Farm data entry'!$D$25)","v":1.8720785999999998},{"$f":"kc(C2772,Kc!$E$9:$H$9,Kc!$I$9:$K$9)","v":0.75294117647058822},1.4095650635294117,{"$f":"K2772*10*'Farm data entry'!$E$22","v":28.191301270588234},{"$f":"(L2772*'Farm data entry'!$D$14)","v":4.2286951905882351},32.419996461176467,32.419996461176467,0,10.781823354447084,0,32.419996461176467,0,1010.7818233544476,0,32.419996461176467,0,2010.7818233544456,0]
["1993-08-05",1993,217,{"$f":"VLOOKUP($A2777,Rainfall!$D$3:$Q$10959,Hydrology!$D$1,FALSE)","v":0},{"$f":"MAX((D2777-'Farm data entry'!$D$24)*'Farm data entry'!$D$23,0)*10*'Farm data entry'!$D$10","v":0},{"$f":"AND(C2777>='Farm data entry'!$E$15,Hydrology!C2777<='Farm data entry'!$E$16)","v":true},0,{"$f":"VLOOKUP($A2777,ETo!$A$3:$N$10959,Hydrology!$D$1,FALSE)","v":3.2435143000000002},{"$f":"(H2777*'Farm data entry'!$D$25)","v":2.2704600099999999},{"$f":"kc(C2777,Kc!$E$9:$H$9,Kc!$I$9:$K$9)","v":0.76764705882352935},1.742911948852941,{"$f":"K2777*10*'Farm data entry'!$E$22","v":34.858238977058818},{"$f":"(L2777*'Farm data entry'!$D$14)","v":5.2287358465588225},40.086974823617638,0,0,0,40.086974823617638,40.086974823617638,0,835.21316453624172,0,40.086974823617638,0,1835.2131645362397,0]
["1993-08-16",1993,228,{"$f":"VLOOKUP($A2788,Rainfall!$D$3:$Q$10959,Hydrology!$D$1,FALSE)","v":0},{"$f":"MAX((D2788-'Farm data entry'!$D$24)*'Farm data entry'!$D$23,0)*10*'Farm data entry'!$D$10","v":0},{"$f":"AND(C2788>='Farm data entry'!$E$15,Hydrology!C2788<='Farm data entry'!$E$16)","v":true},0,{"$f":"VLOOKUP($A2788,ETo!$A$3:$N$10959,Hydrology!$D$1,FALSE)","v":2.5379870000000002},{"$f":"(H2788*'Farm data entry'!$D$25)","v":1.7765909},{"$f":"kc(C2788,Kc!$E$9:$H$9,Kc!$I$9:$K$9)","v":0.79999999999999993},1.4212727199999999,{"$f":"K2788*10*'Farm data entry'!$E$22","v":28.4254544},{"$f":"(L2788*'Farm data entry'!$D$14)","v":4.2638181599999996},32.689272559999999,20.814618449705872,0,0,11.874654110294127,32.689272559999999,0,655.08372861050634,0,32.689272559999999,0,1655.0837286105043,0]
["1993-08-31",1993,243,{"$f":"VLOOKUP($A2803,Rainfall!$D$3:$Q$10959,Hydrology!$D$1,FALSE)","v":0},{"$f":"MAX((D2803-'Farm data entry'!$D$24)*'Farm data entry'!$D$23,0)*10*'Farm data entry'!$D$10","v":0},{"$f":"AND(C2803>='Farm data entry'!$E$15,Hydrology!C2803<='Farm data entry'!$E$16)","v":true},0,{"$f":"VLOOKUP($A2803,ETo!$A$3:$N$10959,Hydrology!$D$1,FALSE)","v":1.9704618},{"$f":"(H2803*'Farm data entry'!$D$25)","v":1.3793232600000001},{"$f":"kc(C2803,Kc!$E$9:$H$9,Kc!$I$9:$K$9)","v":0.84411764705882353},1.1643111047647059,{"$f":"K2803*10*'Farm data entry'!$E$22","v":23.286222095294118},{"$f":"(L2803*'Farm data entry'!$D$14)","v":3.4929333142941177},26.779155409588235,0,0,0,26.779155409588235,26.779155409588235,0,433.01080674027696,0,26.779155409588235,0,1433.0108067402748,0]
["1993-09-10",1993,253,{"$f":"VLOOKUP($A2813,Rainfall!$D$3:$Q$10959,Hydrology!$D$1,FALSE)","v":1.7000000927999999},{"$f":"MAX((D2813-'Farm data entry'!$D$24)*'Farm data entry'!$D$23,0)*10*'Farm data entry'!$D$10","v":0},{"$f":"AND(C2813>='Farm data entry'!$E$15,Hydrology!C2813<='Farm data entry'!$E$16)","v":true},0,{"$f":"VLOOKUP($A2813,ETo!$A$3:$N$10959,Hydrology!$D$1,FALSE)","v":1.6275497999999999},{"$f":"(H2813*'Farm data entry'!$D$25)","v":1.1392848599999998},{"$f":"kc(C2813,Kc!$E$9:$H$9,Kc!$I$9:$K$9)","v":0.85},0.96839213099999988,{"$f":"K2813*10*'Farm data entry'!$E$22","v":19.367842619999998},{"$f":"(L2813*'Farm data entry'!$D$14)","v":2.9051763929999996},22.273019012999995,22.273019012999995,0,112.66482135169998,0,22.273019012999995,0,418.0753874818887,0,22.273019012999995,0,1418.0753874818865,0]
["1993-09-15",1993,258,{"$f":"VLOOKUP($A2818,Rainfall!$D$3:$Q$10959,Hydrology!$D$1,FALSE)","v":6.9000003359999997},{"$f":"MAX((D2818-'Farm data entry'!$D$24)*'Farm data entry'!$D$23,0)*10*'Farm data entry'!$D$10","v":93.100006383999983},{"$f":"AND(C2818>='Farm data entry'!$E$15,Hydrology!C2818<='Farm data entry'!$E$16)","v":true},93.100006383999983,{"$f":"VLOOKUP($A2818,ETo!$A$3:$N$10959,Hydrology!$D$1,FALSE)","v":0.74123883000000002},{"$f":"(H2818*'Farm data entry'!$D$25)","v":0.51886718099999996},{"$f":"kc(C2818,Kc!$E$9:$H$9,Kc!$I$9:$K$9)","v":0.85},0.44103710384999995,{"$f":"K2818*10*'Farm data entry'!$E$22","v":8.8207420769999985},{"$f":"(L2818*'Farm data entry'!$D$14)","v":1.3231113115499997},10.143853388549998,10.143853388549998,0,547.7121524493499,0,10.143853388549998,0,853.12271857953851,0,10.143853388549998,0,1853.1227185795367,0]
["1993-09-30",1993,273,{"$f":"VLOOKUP($A2833,Rainfall!$D$3:$Q$10959,Hydrology!$D$1,FALSE)","v":11.099999808},{"$f":"MAX((D2833-'Farm data entry'!$D$24)*'Farm data entry'!$D$23,0)*10*'Farm data entry'!$D$10","v":172.89999635199996},{"$f":"AND(C2833>='Farm data entry'!$E$15,Hydrology!C2833<='Farm data entry'!$E$16)","v":true},172.89999635199996,{"$f":"VLOOKUP($A2833,ETo!$A$3:$N$10959,Hydrology!$D$1,FALSE)","v":0.9424131},{"$f":"(H2833*'Farm data entry'!$D$25)","v":0.65968916999999994},{"$f":"kc(C2833,Kc!$E$9:$H$9,Kc!$I$9:$K$9)","v":0.85},0.56073579449999988,{"$f":"K2833*10*'Farm data entry'!$E$22","v":11.214715889999997},{"$f":"(L2833*'Farm data entry'!$D$14)","v":1.6822073834999995},12.896923273499997,12.896923273499997,0,844.06254874069987,0,12.896923273499997,0,1149.4731148708884,0,12.896923273499997,0,2149.4731148708861,0]
["1993-10-04",1993,277,{"$f":"VLOOKUP($A2837,Rainfall!$D$3:$Q$10959,Hydrology!$D$1,FALSE)","v":6.70000032},{"$f":"MAX((D2837-'Farm data entry'!$D$24)*'Farm data entry'!$D$23,0)*10*'Farm data entry'!$D$10","v":89.300006080000003},{"$f":"AND(C2837>='Farm data entry'!$E$15,Hydrology!C2837<='Farm data entry'!$E$16)","v":true},89.300006080000003,{"$f":"VLOOKUP($A2837,ETo!$A$3:$N$10959,Hydrology!$D$1,FALSE)","v":1.0663735999999999},{"$f":"(H2837*'Farm data entry'!$D$25)","v":0.74646151999999988},{"$f":"kc(C2837,Kc!$E$9:$H$9,Kc!$I$9:$K$9)","v":0.7},0.52252306399999993,{"$f":"K2837*10*'Farm data entry'!$E$22","v":10.450461279999999},{"$f":"(L2837*'Farm data entry'!$D$14)","v":1.5675691919999999},12.018030472,12.018030472,61.383345102150088,1000,0,12.018030472,0,1598.9160777945381,0,12.018030472,0,2598.9160777945358,0]
["1993-10-15",1993,288,{"$f":"VLOOKUP($A2848,Rainfall!$D$3:$Q$10959,Hydrology!$D$1,FALSE)","v":0},{"$f":"MAX((D2848-'Farm data entry'!$D$24)*'Farm data entry'!$D$23,0)*10*'Farm data entry'!$D$10","v":0},{"$f":"AND(C2848>='Farm data entry'!$E$15,Hydrology!C2848<='Farm data entry'!$E$16)","v":true},0,{"$f":"VLOOKUP($A2848,ETo!$A$3:$N$10959,Hydrology!$D$1,FALSE)","v":0.83520839999999996},{"$f":"(H2848*'Farm data entry'!$D$25)","v":0.58464587999999995},{"$f":"kc(C2848,Kc!$E$9:$H$9,Kc!$I$9:$K$9)","v":0.42499999999999999},0.24847449899999996,{"$f":"K2848*10*'Farm data entry'!$E$22","v":4.9694899799999988},{"$f":"(L2848*'Farm data entry'!$D$14)","v":0.74542349699999977},5.7149134769999987,5.7149134769999987,0,982.52421058009998,0,5.7149134769999987,0,1982.5242105800999,0,5.7149134769999987,0,2982.5242105800999,0]
["1993-10-30",1993,303,{"$f":"VLOOKUP($A2863,Rainfall!$D$3:$Q$10959,Hydrology!$D$1,FALSE)","v":0},{"$f":"MAX((D2863-'Farm data entry'!$D$24)*'Farm data entry'!$D$23,0)*10*'Farm data entry'!$D$10","v":0},{"$f":"AND(C2863>='Farm data entry'!$E$15,Hydrology!C2863<='Farm data entry'!$E$16)","v":true},0,{"$f":"VLOOKUP($A2863,ETo!$A$3:$N$10959,Hydrology!$D$1,FALSE)","v":0.33504193999999998},{"$f":"(H2863*'Farm data entry'!$D$25)","v":0.23452935799999997},{"$f":"kc(C2863,Kc!$E$9:$H$9,Kc!$I$9:$K$9)","v":0.05},1.1726467899999999E-2,{"$f":"K2863*10*'Farm data entry'!$E$22","v":0.23452935799999997},{"$f":"(L2863*'Farm data entry'!$D$14)","v":3.5179403699999993E-2},0.26970876169999997,0.26970876169999997,0,941.83430699972496,0,0.26970876169999997,0,1941.8343069997247,0,0.26970876169999997,0,2941.8343069997245,0]
["1993-11-10",1993,314,{"$f":"VLOOKUP($A2874,Rainfall!$D$3:$Q$10959,Hydrology!$D$1,FALSE)","v":0.19999999872000002},{"$f":"MAX((D2874-'Farm data entry'!$D$24)*'Farm data entry'!$D$23,0)*10*'Farm data entry'!$D$10","v":0},{"$f":"AND(C2874>='Farm data entry'!$E$15,Hydrology!C2874<='Farm data entry'!$E$16)","v":false},0,{"$f":"VLOOKUP($A2874,ETo!$A$3:$N$10959,Hydrology!$D$1,FALSE)","v":0},{"$f":"(H2874*'Farm data entry'!$D$25)","v":0},{"$f":"kc(C2874,Kc!$E$9:$H$9,Kc!$I$9:$K$9)","v":0},0,{"$f":"K2874*10*'Farm data entry'!$E$22","v":0},{"$f":"(L2874*'Farm data entry'!$D$14)","v":0},0,0,0,941.71154717232491,0,0,0,1941.7115471723248,0,0,0,2941.7115471723246,0]
["1993-11-19",1993,323,{"$f":"VLOOKUP($A2883,Rainfall!$D$3:$Q$10959,Hydrology!$D$1,FALSE)","v":0},{"$f":"MAX((D2883-'Farm data entry'!$D$24)*'Farm data entry'!$D$23,0)*10*'Farm data entry'!$D$10","v":0},{"$f":"AND(C2883>='Farm data entry'!$E$15,Hydrology!C2883<='Farm data entry'!$E$16)","v":false},0,{"$f":"VLOOKUP($A2883,ETo!$A$3:$N$10959,Hydrology!$D$1,FALSE)","v":1.1055792E-2},{"$f":"(H2883*'Farm data entry'!$D$25)","v":7.7390543999999997E-3},{"$f":"kc(C2883,Kc!$E$9:$H$9,Kc!$I$9:$K$9)","v":0},0,{"$f":"K2883*10*'Farm data entry'!$E$22","v":0},{"$f":"(L2883*'Farm data entry'!$D$14)","v":0},0,0,0,941.71154717232491,0,0,0,1941.7115471723248,0,0,0,2941.7115471723246,0]
["1993-11-25",1993,329,{"$f":"VLOOKUP($A2889,Rainfall!$D$3:$Q$10959,Hydrology!$D$1,FALSE)","v":0.60000000480000004},{"$f":"MAX((D2889-'Farm data entry'!$D$24)*'Farm data entry'!$D$23,0)*10*'Farm data entry'!$D$10","v":0},{"$f":"AND(C2889>='Farm data entry'!$E$15,Hydrology!C2889<='Farm data entry'!$E$16)","v":false},0,{"$f":"VLOOKUP($A2889,ETo!$A$3:$N$10959,Hydrology!$D$1,FALSE)","v":0},{"$f":"(H2889*'Farm data entry'!$D$25)","v":0},{"$f":"kc(C2889,Kc!$E$9:$H$9,Kc!$I$9:$K$9)","v":0},0,{"$f":"K2889*10*'Farm data entry'!$E$22","v":0},{"$f":"(L2889*'Farm data entry'!$D$14)","v":0},0,0,0,941.71154717232491,0,0,0,1941.7115471723248,0,0,0,2941.7115471723246,0]
["1993-11-30",1993,334,{"$f":"VLOOKUP($A2894,Rainfall!$D$3:$Q$10959,Hydrology!$D$1,FALSE)","v":0.70000001280000002},{"$f":"MAX((D2894-'Farm data entry'!$D$24)*'Farm data entry'!$D$23,0)*10*'Farm data entry'!$D$10","v":0},{"$f":"AND(C2894>='Farm data entry'!$E$15,Hydrology!C2894<='Farm data entry'!$E$16)","v":false},0,{"$f":"VLOOKUP($A2894,ETo!$A$3:$N$10959,Hydrology!$D$1,FALSE)","v":0},{"$f":"(H2894*'Farm data entry'!$D$25)","v":0},{"$f":"kc(C2894,Kc!$E$9:$H$9,Kc!$I$9:$K$9)","v":0},0,{"$f":"K2894*10*'Farm data entry'!$E$22","v":0},{"$f":"(L2894*'Farm data entry'!$D$14)","v":0},0,0,0,941.71154717232491,0,0,0,1941.7115471723248,0,0,0,2941.7115471723246,0]
["1993-12-13",1993,347,{"$f":"VLOOKUP($A2907,Rainfall!$D$3:$Q$10959,Hydrology!$D$1,FALSE)","v":1.3000000176000002},{"$f":"MAX((D2907-'Farm data entry'!$D$24)*'Farm data entry'!$D$23,0)*10*'Farm data entry'!$D$10","v":0},{"$f":"AND(C2907>='Farm data entry'!$E$15,Hydrology!C2907<='Farm data entry'!$E$16)","v":false},0,{"$f":"VLOOKUP($A2907,ETo!$A$3:$N$10959,Hydrology!$D$1,FALSE)","v":7.2889133999999994E-2},{"$f":"(H2907*'Farm data entry'!$D$25)","v":5.1022393799999996E-2},{"$f":"kc(C2907,Kc!$E$9:$H$9,Kc!$I$9:$K$9)","v":0},0,{"$f":"K2907*10*'Farm data entry'!$E$22","v":0},{"$f":"(L2907*'Farm data entry'!$D$14)","v":0},0,0,0,941.71154717232491,0,0,0,1941.7115471723248,0,0,0,2941.7115471723246,0]
["1993-12-25",1993,359,{"$f":"VLOOKUP($A2919,Rainfall!$D$3:$Q$10959,Hydrology!$D$1,FALSE)","v":0},{"$f":"MAX((D2919-'Farm data entry'!$D$24)*'Farm data entry'!$D$23,0)*10*'Farm data entry'!$D$10","v":0},{"$f":"AND(C2919>='Farm data entry'!$E$15,Hydrology!C2919<='Farm data entry'!$E$16)","v":false},0,{"$f":"VLOOKUP($A2919,ETo!$A$3:$N$10959,Hydrology!$D$1,FALSE)","v":5.6404523999999998E-2},{"$f":"(H2919*'Farm data entry'!$D$25)","v":3.9483166799999997E-2},{"$f":"kc(C2919,Kc!$E$9:$H$9,Kc!$I$9:$K$9)","v":0},0,{"$f":"K2919*10*'Farm data entry'!$E$22","v":0},{"$f":"(L2919*'Farm data entry'!$D$14)","v":0},0,0,0,941.71154717232491,0,0,0,1941.7115471723248,0,0,0,2941.7115471723246,0]
["1993-12-30",1993,364,{"$f":"VLOOKUP($A2924,Rainfall!$D$3:$Q$10959,Hydrology!$D$1,FALSE)","v":20.600000352000002},{"$f":"MAX((D2924-'Farm data entry'!$D$24)*'Farm data entry'!$D$23,0)*10*'Farm data entry'!$D$10","v":353.40000668800002},{"$f":"AND(C2924>='Farm data entry'!$E$15,Hydrology!C2924<='Farm data entry'!$E$16)","v":false},0,{"$f":"VLOOKUP($A2924,ETo!$A$3:$N$10959,Hydrology!$D$1,FALSE)","v":5.0994209999999998E-2},{"$f":"(H2924*'Farm data entry'!$D$25)","v":3.5695946999999999E-2},{"$f":"kc(C2924,Kc!$E$9:$H$9,Kc!$I$9:$K$9)","v":0},0,{"$f":"K2924*10*'Farm data entry'!$E$22","v":0},{"$f":"(L2924*'Farm data entry'!$D$14)","v":0},0,0,0,941.71154717232491,0,0,0,1941.7115471723248,0,0,0,2941.7115471723246,0]
["1994-01-10",1994,10,{"$f":"VLOOKUP($A2935,Rainfall!$D$3:$Q$10959,Hydrology!$D$1,FALSE)","v":0},{"$f":"MAX((D2935-'Farm data entry'!$D$24)*'Farm data entry'!$D$23,0)*10*'Farm data entry'!$D$10","v":0},{"$f":"AND(C2935>='Farm data entry'!$E$15,Hydrology!C2935<='Farm data entry'!$E$16)","v":false},0,{"$f":"VLOOKUP($A2935,ETo!$A$3:$N$10959,Hydrology!$D$1,FALSE)","v":8.8451569999999993E-2},{"$f":"(H2935*'Farm data entry'!$D$25)","v":6.1916098999999988E-2},{"$f":"kc(C2935,Kc!$E$9:$H$9,Kc!$I$9:$K$9)","v":0},0,{"$f":"K2935*10*'Farm data entry'!$E$22","v":0},{"$f":"(L2935*'Farm data entry'!$D$14)","v":0},0,0,0,941.71154717232491,0,0,0,1941.7115471723248,0,0,0,2941.7115471723246,0]
["1994-01-23",1994,{"$f":"A2948-DATE(YEAR(A2948)-1,12,31)","v":23},{"$f":"VLOOKUP($A2948,Rainfall!$D$3:$Q$10959,Hydrology!$D$1,FALSE)","v":1.1000000448},{"$f":"MAX((D2948-'Farm data entry'!$D$24)*'Farm data entry'!$D$23,0)*10*'Farm data entry'!$D$10","v":0},{"$f":"AND(C2948>='Farm data entry'!$E$15,Hydrology!C2948<='Farm data entry'!$E$16)","v":false},{"$f":"E2948*F2948","v":0},{"$f":"VLOOKUP($A2948,ETo!$A$3:$N$10959,Hydrology!$D$1,FALSE)","v":0},{"$f":"(H2948*'Farm data entry'!$D$25)","v":0},{"$f":"kc(C2948,Kc!$E$9:$H$9,Kc!$I$9:$K$9)","v":0},{"$f":"(J2948*I2948)","v":0},{"$f":"K2948*10*'Farm data entry'!$E$22","v":0},{"$f":"(L2948*'Farm data entry'!$D$14)","v":0},0,{"$f":"MIN($N2948,Q2947+$G2948)","v":0},{"$f":"MAX(Q2947+$G2948-$N2948-P$1,0)","v":0},{"$f":"MIN(Q2947-O2948+$G2948,P$1)","v":941.71154717232491},0,0,0,1941.7115471723248,0,0,0,2941.7115471723246,0]
["1994-01-29",1994,29,{"$f":"VLOOKUP($A2954,Rainfall!$D$3:$Q$10959,Hydrology!$D$1,FALSE)","v":0.90000002879999996},{"$f":"MAX((D2954-'Farm data entry'!$D$24)*'Farm data entry'!$D$23,0)*10*'Farm data entry'!$D$10","v":0},{"$f":"AND(C2954>='Farm data entry'!$E$15,Hydrology!C2954<='Farm data entry'!$E$16)","v":false},0,{"$f":"VLOOKUP($A2954,ETo!$A$3:$N$10959,Hydrology!$D$1,FALSE)","v":0},{"$f":"(H2954*'Farm data entry'!$D$25)","v":0},{"$f":"kc(C2954,Kc!$E$9:$H$9,Kc!$I$9:$K$9)","v":0},0,{"$f":"K2954*10*'Farm data entry'!$E$22","v":0},{"$f":"(L2954*'Farm data entry'!$D$14)","v":0},0,0,0,941.71154717232491,0,0,0,1941.7115471723248,0,0,0,2941.7115471723246,0]
["1994-02-09",1994,40,{"$f":"VLOOKUP($A2965,Rainfall!$D$3:$Q$10959,Hydrology!$D$1,FALSE)","v":0},{"$f":"MAX((D2965-'Farm data entry'!$D$24)*'Farm data entry'!$D$23,0)*10*'Farm data entry'!$D$10","v":0},{"$f":"AND(C2965>='Farm data entry'!$E$15,Hydrology!C2965<='Farm data entry'!$E$16)","v":false},0,{"$f":"VLOOKUP($A2965,ETo!$A$3:$N$10959,Hydrology!$D$1,FALSE)","v":0.21916764999999999},{"$f":"(H2965*'Farm data entry'!$D$25)","v":0.15341735499999998},{"$f":"kc(C2965,Kc!$E$9:$H$9,Kc!$I$9:$K$9)","v":0},0,{"$f":"K2965*10*'Farm data entry'!$E$22","v":0},{"$f":"(L2965*'Farm data entry'!$D$14)","v":0},0,0,0,941.71154717232491,0,0,0,1941.7115471723248,0,0,0,2941.7115471723246,0]
["1994-02-16",1994,47,{"$f":"VLOOKUP($A2972,Rainfall!$D$3:$Q$10959,Hydrology!$D$1,FALSE)","v":0.49999999680000001},{"$f":"MAX((D2972-'Farm data entry'!$D$24)*'Farm data entry'!$D$23,0)*10*'Farm data entry'!$D$10","v":0},{"$f":"AND(C2972>='Farm data entry'!$E$15,Hydrology!C2972<='Farm data entry'!$E$16)","v":false},0,{"$f":"VLOOKUP($A2972,ETo!$A$3:$N$10959,Hydrology!$D$1,FALSE)","v":0.12202877600000001},{"$f":"(H2972*'Farm data entry'!$D$25)","v":8.5420143199999993E-2},{"$f":"kc(C2972,Kc!$E$9:$H$9,Kc!$I$9:$K$9)","v":0},0,{"$f":"K2972*10*'Farm data entry'!$E$22","v":0},{"$f":"(L2972*'Farm data entry'!$D$14)","v":0},0,0,0,941.71154717232491,0,0,0,1941.7115471723248,0,0,0,2941.7115471723246,0]
["1994-02-28",1994,59,{"$f":"VLOOKUP($A2984,Rainfall!$D$3:$Q$10959,Hydrology!$D$1,FALSE)","v":0.79999997760000008},{"$f":"MAX((D2984-'Farm data entry'!$D$24)*'Farm data entry'!$D$23,0)*10*'Farm data entry'!$D$10","v":0},{"$f":"AND(C2984>='Farm data entry'!$E$15,Hydrology!C2984<='Farm data entry'!$E$16)","v":false},0,{"$f":"VLOOKUP($A2984,ETo!$A$3:$N$10959,Hydrology!$D$1,FALSE)","v":0.51330169999999997},{"$f":"(H2984*'Farm data entry'!$D$25)","v":0.35931118999999995},{"$f":"kc(C2984,Kc!$E$9:$H$9,Kc!$I$9:$K$9)","v":0},0,{"$f":"K2984*10*'Farm data entry'!$E$22","v":0},{"$f":"(L2984*'Farm data entry'!$D$14)","v":0},0,0,0,941.71154717232491,0,0,0,1941.7115471723248,0,0,0,2941.7115471723246,0]
["1994-03-11",1994,70,{"$f":"VLOOKUP($A2995,Rainfall!$D$3:$Q$10959,Hydrology!$D$1,FALSE)","v":0},{"$f":"MAX((D2995-'Farm data entry'!$D$24)*'Farm data entry'!$D$23,0)*10*'Farm data entry'!$D$10","v":0},{"$f":"AND(C2995>='Farm data entry'!$E$15,Hydrology!C2995<='Farm data entry'!$E$16)","v":true},0,{"$f":"VLOOKUP($A2995,ETo!$A$3:$N$10959,Hydrology!$D$1,FALSE)","v":0.82759910000000003},{"$f":"(H2995*'Farm data entry'!$D$25)","v":0.57931937},{"$f":"kc(C2995,Kc!$E$9:$H$9,Kc!$I$9:$K$9)","v":0},0,{"$f":"K2995*10*'Farm data entry'!$E$22","v":0},{"$f":"(L2995*'Farm data entry'!$D$14)","v":0},0,0,0,941.71154717232491,0,0,0,1941.7115471723248,0,0,0,2941.7115471723246,0]
["1994-03-21",1994,80,{"$f":"VLOOKUP($A3005,Rainfall!$D$3:$Q$10959,Hydrology!$D$1,FALSE)","v":0},{"$f":"MAX((D3005-'Farm data entry'!$D$24)*'Farm data entry'!$D$23,0)*10*'Farm data entry'!$D$10","v":0},{"$f":"AND(C3005>='Farm data entry'!$E$15,Hydrology!C3005<='Farm data entry'!$E$16)","v":true},0,{"$f":"VLOOKUP($A3005,ETo!$A$3:$N$10959,Hydrology!$D$1,FALSE)","v":1.2667558000000001},{"$f":"(H3005*'Farm data entry'!$D$25)","v":0.88672905999999996},{"$f":"kc(C3005,Kc!$E$9:$H$9,Kc!$I$9:$K$9)","v":0},0,{"$f":"K3005*10*'Farm data entry'!$E$22","v":0},{"$f":"(L3005*'Farm data entry'!$D$14)","v":0},0,0,0,972.11154607792491,0,0,0,1972.1115460779247,0,0,0,2972.1115460779247,0]
["1994-03-26",1994,85,{"$f":"VLOOKUP($A3010,Rainfall!$D$3:$Q$10959,Hydrology!$D$1,FALSE)","v":0},{"$f":"MAX((D3010-'Farm data entry'!$D$24)*'Farm data entry'!$D$23,0)*10*'Farm data entry'!$D$10","v":0},{"$f":"AND(C3010>='Farm data entry'!$E$15,Hydrology!C3010<='Farm data entry'!$E$16)","v":true},0,{"$f":"VLOOKUP($A3010,ETo!$A$3:$N$10959,Hydrology!$D$1,FALSE)","v":1.7724181000000001},{"$f":"(H3010*'Farm data entry'!$D$25)","v":1.2406926700000001},{"$f":"kc(C3010,Kc!$E$9:$H$9,Kc!$I$9:$K$9)","v":0},0,{"$f":"K3010*10*'Farm data entry'!$E$22","v":0},{"$f":"(L3010*'Farm data entry'!$D$14)","v":0},0,0,0,1000,0,0,0,2000,0,0,0,3000,0]
["1994-04-10",1994,100,{"$f":"VLOOKUP($A3025,Rainfall!$D$3:$Q$10959,Hydrology!$D$1,FALSE)","v":1.7000000927999999},{"$f":"MAX((D3025-'Farm data entry'!$D$24)*'Farm data entry'!$D$23,0)*10*'Farm data entry'!$D$10","v":0},{"$f":"AND(C3025>='Farm data entry'!$E$15,Hydrology!C3025<='Farm data entry'!$E$16)","v":true},0,{"$f":"VLOOKUP($A3025,ETo!$A$3:$N$10959,Hydrology!$D$1,FALSE)","v":1.5970072},{"$f":"(H3025*'Farm data entry'!$D$25)","v":1.1179050399999999},{"$f":"kc(C3025,Kc!$E$9:$H$9,Kc!$I$9:$K$9)","v":0.42352941176470588},0.47346566399999995,{"$f":"K3025*10*'Farm data entry'!$E$22","v":9.4693132799999997},{"$f":"(L3025*'Farm data entry'!$D$14)","v":1.4203969919999999},10.889710272,10.889710272,0,989.110289728,0,10.889710272,0,1989.110289728,0,10.889710272,0,2989.1102897280002,0]
["1994-04-15",1994,105,{"$f":"VLOOKUP($A3030,Rainfall!$D$3:$Q$10959,Hydrology!$D$1,FALSE)","v":8.3999998080000005},{"$f":"MAX((D3030-'Farm data entry'!$D$24)*'Farm data entry'!$D$23,0)*10*'Farm data entry'!$D$10","v":121.59999635200001},{"$f":"AND(C3030>='Farm data entry'!$E$15,Hydrology!C3030<='Farm data entry'!$E$16)","v":true},121.59999635200001,{"$f":"VLOOKUP($A3030,ETo!$A$3:$N$10959,Hydrology!$D$1,FALSE)","v":0.84727059999999998},{"$f":"(H3030*'Farm data entry'!$D$25)","v":0.59308941999999998},{"$f":"kc(C3030,Kc!$E$9:$H$9,Kc!$I$9:$K$9)","v":0.43823529411764706},0.25991271641176472,{"$f":"K3030*10*'Farm data entry'!$E$22","v":5.1982543282352944},{"$f":"(L3030*'Farm data entry'!$D$14)","v":0.77973814923529416},5.9779924774705888,5.9779924774705888,115.62200387452958,1000,0,5.9779924774705888,115.62200387452913,2000,0,5.9779924774705888,115.62200387452913,3000,0]
["1994-05-01",1994,121,{"$f":"VLOOKUP($A3046,Rainfall!$D$3:$Q$10959,Hydrology!$D$1,FALSE)","v":0},{"$f":"MAX((D3046-'Farm data entry'!$D$24)*'Farm data entry'!$D$23,0)*10*'Farm data entry'!$D$10","v":0},{"$f":"AND(C3046>='Farm data entry'!$E$15,Hydrology!C3046<='Farm data entry'!$E$16)","v":true},0,{"$f":"VLOOKUP($A3046,ETo!$A$3:$N$10959,Hydrology!$D$1,FALSE)","v":2.8543546000000002},{"$f":"(H3046*'Farm data entry'!$D$25)","v":1.99804822},{"$f":"kc(C3046,Kc!$E$9:$H$9,Kc!$I$9:$K$9)","v":0.48529411764705882},0.96964104794117645,{"$f":"K3046*10*'Farm data entry'!$E$22","v":19.392820958823528},{"$f":"(L3046*'Farm data entry'!$D$14)","v":2.9089231438235292},22.301744102647056,22.301744102647056,0,755.22349619474153,0,22.301744102647056,0,1755.2234961947411,0,22.301744102647056,0,2755.2234961947406,0]
["1994-05-10",1994,130,{"$f":"VLOOKUP($A3055,Rainfall!$D$3:$Q$10959,Hydrology!$D$1,FALSE)","v":0},{"$f":"MAX((D3055-'Farm data entry'!$D$24)*'Farm data entry'!$D$23,0)*10*'Farm data entry'!$D$10","v":0},{"$f":"AND(C3055>='Farm data entry'!$E$15,Hydrology!C3055<='Farm data entry'!$E$16)","v":true},0,{"$f":"VLOOKUP($A3055,ETo!$A$3:$N$10959,Hydrology!$D$1,FALSE)","v":2.6896217},{"$f":"(H3055*'Farm data entry'!$D$25)","v":1.8827351899999998},{"$f":"kc(C3055,Kc!$E$9:$H$9,Kc!$I$9:$K$9)","v":0.5117647058823529},0.9635174207647057,{"$f":"K3055*10*'Farm data entry'!$E$22","v":19.270348415294116},{"$f":"(L3055*'Farm data entry'!$D$14)","v":2.8905522622941171},22.160900677588234,22.160900677588234,0,939.40745303070594,0,22.160900677588234,0,1939.4074530307059,0,22.160900677588234,0,2939.4074530307057,0]
["1994-05-15",1994,135,{"$f":"VLOOKUP($A3060,Rainfall!$D$3:$Q$10959,Hydrology!$D$1,FALSE)","v":3.8000001312},{"$f":"MAX((D3060-'Farm data entry'!$D$24)*'Farm data entry'!$D$23,0)*10*'Farm data entry'!$D$10","v":34.200002492799996},{"$f":"AND(C3060>='Farm data entry'!$E$15,Hydrology!C3060<='Farm data entry'!$E$16)","v":true},34.200002492799996,{"$f":"VLOOKUP($A3060,ETo!$A$3:$N$10959,Hydrology!$D$1,FALSE)","v":3.1784252999999998},{"$f":"(H3060*'Farm data entry'!$D$25)","v":2.2248977099999996},{"$f":"kc(C3060,Kc!$E$9:$H$9,Kc!$I$9:$K$9)","v":0.52647058823529413},1.1713432061470586,{"$f":"K3060*10*'Farm data entry'!$E$22","v":23.426864122941172},{"$f":"(L3060*'Farm data entry'!$D$14)","v":3.5140296184411759},26.940893741382347,26.940893741382347,7.2591087514176706,1000,0,26.940893741382347,7.2591087514176706,2000,0,26.940893741382347,7.259108751417898,3000,0]
["1994-05-25",1994,145,{"$f":"VLOOKUP($A3070,Rainfall!$D$3:$Q$10959,Hydrology!$D$1,FALSE)","v":5.5999995839999999},{"$f":"MAX((D3070-'Farm data entry'!$D$24)*'Farm data entry'!$D$23,0)*10*'Farm data entry'!$D$10","v":68.399992095999991},{"$f":"AND(C3070>='Farm data entry'!$E$15,Hydrology!C3070<='Farm data entry'!$E$16)","v":true},68.399992095999991,{"$f":"VLOOKUP($A3070,ETo!$A$3:$N$10959,Hydrology!$D$1,FALSE)","v":1.5067189999999999},{"$f":"(H3070*'Farm data entry'!$D$25)","v":1.0547032999999999},{"$f":"kc(C3070,Kc!$E$9:$H$9,Kc!$I$9:$K$9)","v":0.55588235294117649},0.58629095205882353,{"$f":"K3070*10*'Farm data entry'!$E$22","v":11.725819041176472},{"$f":"(L3070*'Farm data entry'!$D$14)","v":1.7588728561764706},13.484691897352942,13.484691897352942,8.0992452297058435,1000,0,13.484691897352942,8.0992452297059572,2000,0,13.484691897352942,8.0992452297059572,3000,0]
["1994-06-09",1994,160,{"$f":"VLOOKUP($A3085,Rainfall!$D$3:$Q$10959,Hydrology!$D$1,FALSE)","v":0},{"$f":"MAX((D3085-'Farm data entry'!$D$24)*'Farm data entry'!$D$23,0)*10*'Farm data entry'!$D$10","v":0},{"$f":"AND(C3085>='Farm data entry'!$E$15,Hydrology!C3085<='Farm data entry'!$E$16)","v":true},0,{"$f":"VLOOKUP($A3085,ETo!$A$3:$N$10959,Hydrology!$D$1,FALSE)","v":1.6062373999999999},{"$f":"(H3085*'Farm data entry'!$D$25)","v":1.1243661799999998},{"$f":"kc(C3085,Kc!$E$9:$H$9,Kc!$I$9:$K$9)","v":0.60000000000000009},0.67461970799999993,{"$f":"K3085*10*'Farm data entry'!$E$22","v":13.492394159999998},{"$f":"(L3085*'Farm data entry'!$D$14)","v":2.0238591239999995},15.516253283999998,15.516253283999998,0,903.75589967632925,0,15.516253283999998,0,1903.7558996763296,0,15.516253283999998,0,2903.7558996763296,0]
["1994-06-20",1994,171,{"$f":"VLOOKUP($A3096,Rainfall!$D$3:$Q$10959,Hydrology!$D$1,FALSE)","v":0.30000000671999999},{"$f":"MAX((D3096-'Farm data entry'!$D$24)*'Farm data entry'!$D$23,0)*10*'Farm data entry'!$D$10","v":0},{"$f":"AND(C3096>='Farm data entry'!$E$15,Hydrology!C3096<='Farm data entry'!$E$16)","v":true},0,{"$f":"VLOOKUP($A3096,ETo!$A$3:$N$10959,Hydrology!$D$1,FALSE)","v":2.2028946999999999},{"$f":"(H3096*'Farm data entry'!$D$25)","v":1.5420262899999999},{"$f":"kc(C3096,Kc!$E$9:$H$9,Kc!$I$9:$K$9)","v":0.63235294117647056},0.97510485985294104,{"$f":"K3096*10*'Farm data entry'!$E$22","v":19.50209719705882},{"$f":"(L3096*'Farm data entry'!$D$14)","v":2.9253145795588229},22.427411776617642,22.427411776617642,0,522.47815850621168,0,22.427411776617642,0,1522.4781585062117,0,22.427411776617642,0,2522.4781585062124,0]
["1994-06-25",1994,176,{"$f":"VLOOKUP($A3101,Rainfall!$D$3:$Q$10959,Hydrology!$D$1,FALSE)","v":9.9999999360000008E-2},{"$f":"MAX((D3101-'Farm data entry'!$D$24)*'Farm data entry'!$D$23,0)*10*'Farm data entry'!$D$10","v":0},{"$f":"AND(C3101>='Farm data entry'!$E$15,Hydrology!C3101<='Farm data entry'!$E$16)","v":true},0,{"$f":"VLOOKUP($A3101,ETo!$A$3:$N$10959,Hydrology!$D$1,FALSE)","v":1.906401},{"$f":"(H3101*'Farm data entry'!$D$25)","v":1.3344806999999999},{"$f":"kc(C3101,Kc!$E$9:$H$9,Kc!$I$9:$K$9)","v":0.6470588235294118},0.86348751176470584,{"$f":"K3101*10*'Farm data entry'!$E$22","v":17.269750235294119},{"$f":"(L3101*'Farm data entry'!$D$14)","v":2.5904625352941175},19.860212770588237,19.860212770588237,0,882.34977709727048,0,19.860212770588237,0,1882.3497770972706,0,19.860212770588237,0,2882.3497770972713,0]
["1994-07-10",1994,191,{"$f":"VLOOKUP($A3116,Rainfall!$D$3:$Q$10959,Hydrology!$D$1,FALSE)","v":0},{"$f":"MAX((D3116-'Farm data entry'!$D$24)*'Farm data entry'!$D$23,0)*10*'Farm data entry'!$D$10","v":0},{"$f":"AND(C3116>='Farm data entry'!$E$15,Hydrology!C3116<='Farm data entry'!$E$16)","v":true},0,{"$f":"VLOOKUP($A3116,ETo!$A$3:$N$10959,Hydrology!$D$1,FALSE)","v":4.4338819999999997},{"$f":"(H3116*'Farm data entry'!$D$25)","v":3.1037173999999994},{"$f":"kc(C3116,Kc!$E$9:$H$9,Kc!$I$9:$K$9)","v":0.69117647058823528},2.1452164382352938,{"$f":"K3116*10*'Farm data entry'!$E$22","v":42.90432876470588},{"$f":"(L3116*'Farm data entry'!$D$14)","v":6.4356493147058815},49.339978079411765,49.339978079411765,0,443.42305883042928,0,49.339978079411765,0,1443.4230588304295,0,49.339978079411765,0,2443.4230588304304,0]
["1994-07-20",1994,201,{"$f":"VLOOKUP($A3126,Rainfall!$D$3:$Q$10959,Hydrology!$D$1,FALSE)","v":0},{"$f":"MAX((D3126-'Farm data entry'!$D$24)*'Farm data entry'!$D$23,0)*10*'Farm data entry'!$D$10","v":0},{"$f":"AND(C3126>='Farm data entry'!$E$15,Hydrology!C3126<='Farm data entry'!$E$16)","v":true},0,{"$f":"VLOOKUP($A3126,ETo!$A$3:$N$10959,Hydrology!$D$1,FALSE)","v":3.8354732999999999},{"$f":"(H3126*'Farm data entry'!$D$25)","v":2.6848313099999999},{"$f":"kc(C3126,Kc!$E$9:$H$9,Kc!$I$9:$K$9)","v":0.72058823529411764},1.934657855735294,{"$f":"K3126*10*'Farm data entry'!$E$22","v":38.693157114705883},{"$f":"(L3126*'Farm data entry'!$D$14)","v":5.8039735672058823},44.497130681911763,44.497130681911763,0,272.02136250295877,0,44.497130681911763,0,1272.0213625029589,0,44.497130681911763,0,2272.0213625029601,0]
["1994-07-25",1994,206,{"$f":"VLOOKUP($A3131,Rainfall!$D$3:$Q$10959,Hydrology!$D$1,FALSE)","v":0},{"$f":"MAX((D3131-'Farm data entry'!$D$24)*'Farm data entry'!$D$23,0)*10*'Farm data entry'!$D$10","v":0},{"$f":"AND(C3131>='Farm data entry'!$E$15,Hydrology!C3131<='Farm data entry'!$E$16)","v":true},0,{"$f":"VLOOKUP($A3131,ETo!$A$3:$N$10959,Hydrology!$D$1,FALSE)","v":3.7415563999999999},{"$f":"(H3131*'Farm data entry'!$D$25)","v":2.61908948},{"$f":"kc(C3131,Kc!$E$9:$H$9,Kc!$I$9:$K$9)","v":0.73529411764705888},1.9258010882352943,{"$f":"K3131*10*'Farm data entry'!$E$22","v":38.516021764705883},{"$f":"(L3131*'Farm data entry'!$D$14)","v":5.7774032647058826},44.293425029411765,44.293425029411765,0,45.029425078752865,0,44.293425029411765,0,1045.0294250787531,0,44.293425029411765,0,2045.0294250787545,0]
["1994-08-07",1994,219,{"$f":"VLOOKUP($A3144,Rainfall!$D$3:$Q$10959,Hydrology!$D$1,FALSE)","v":0},{"$f":"MAX((D3144-'Farm data entry'!$D$24)*'Farm data entry'!$D$23,0)*10*'Farm data entry'!$D$10","v":0},{"$f":"AND(C3144>='Farm data entry'!$E$15,Hydrology!C3144<='Farm data entry'!$E$16)","v":true},0,{"$f":"VLOOKUP($A3144,ETo!$A$3:$N$10959,Hydrology!$D$1,FALSE)","v":3.0745745000000002},{"$f":"(H3144*'Farm data entry'!$D$25)","v":2.1522021499999999},{"$f":"kc(C3144,Kc!$E$9:$H$9,Kc!$I$9:$K$9)","v":0.77352941176470591},1.6647916630882353,{"$f":"K3144*10*'Farm data entry'!$E$22","v":33.295833261764706},{"$f":"(L3144*'Farm data entry'!$D$14)","v":4.9943749892647054},38.290208251029412,0,0,0,38.290208251029412,38.290208251029412,0,712.8212592130767,0,38.290208251029412,0,1712.8212592130781,0]
["1994-08-09",1994,221,{"$f":"VLOOKUP($A3146,Rainfall!$D$3:$Q$10959,Hydrology!$D$1,FALSE)","v":0.60000000480000004},{"$f":"MAX((D3146-'Farm data entry'!$D$24)*'Farm data entry'!$D$23,0)*10*'Farm data entry'!$D$10","v":0},{"$f":"AND(C3146>='Farm data entry'!$E$15,Hydrology!C3146<='Farm data entry'!$E$16)","v":true},0,{"$f":"VLOOKUP($A3146,ETo!$A$3:$N$10959,Hydrology!$D$1,FALSE)","v":3.3822063999999998},{"$f":"(H3146*'Farm data entry'!$D$25)","v":2.3675444799999998},{"$f":"kc(C3146,Kc!$E$9:$H$9,Kc!$I$9:$K$9)","v":0.77941176470588236},1.8452920211764705,{"$f":"K3146*10*'Farm data entry'!$E$22","v":36.905840423529412},{"$f":"(L3146*'Farm data entry'!$D$14)","v":5.535876063529412},42.441716487058827,0,0,0,42.441716487058827,42.441716487058827,0,628.71287527637082,0,42.441716487058827,0,1628.7128752763722,0]
["1994-08-24",1994,236,{"$f":"VLOOKUP($A3161,Rainfall!$D$3:$Q$10959,Hydrology!$D$1,FALSE)","v":3.8000001312},{"$f":"MAX((D3161-'Farm data entry'!$D$24)*'Farm data entry'!$D$23,0)*10*'Farm data entry'!$D$10","v":34.200002492799996},{"$f":"AND(C3161>='Farm data entry'!$E$15,Hydrology!C3161<='Farm data entry'!$E$16)","v":true},34.200002492799996,{"$f":"VLOOKUP($A3161,ETo!$A$3:$N$10959,Hydrology!$D$1,FALSE)","v":2.6268666000000001},{"$f":"(H3161*'Farm data entry'!$D$25)","v":1.8388066199999999},{"$f":"kc(C3161,Kc!$E$9:$H$9,Kc!$I$9:$K$9)","v":0.82352941176470584},1.5143113341176468,{"$f":"K3161*10*'Farm data entry'!$E$22","v":30.286226682352936},{"$f":"(L3161*'Farm data entry'!$D$14)","v":4.5429340023529399},34.829160684705876,34.200002492799996,0,0,0.62915819190587996,34.829160684705876,0,387.94224531950613,0,34.829160684705876,0,1387.9422453195073,0]
["1994-09-04",1994,247,{"$f":"VLOOKUP($A3172,Rainfall!$D$3:$Q$10959,Hydrology!$D$1,FALSE)","v":0.39999998880000004},{"$f":"MAX((D3172-'Farm data entry'!$D$24)*'Farm data entry'!$D$23,0)*10*'Farm data entry'!$D$10","v":0},{"$f":"AND(C3172>='Farm data entry'!$E$15,Hydrology!C3172<='Farm data entry'!$E$16)","v":true},0,{"$f":"VLOOKUP($A3172,ETo!$A$3:$N$10959,Hydrology!$D$1,FALSE)","v":1.766661},{"$f":"(H3172*'Farm data entry'!$D$25)","v":1.2366626999999999},{"$f":"kc(C3172,Kc!$E$9:$H$9,Kc!$I$9:$K$9)","v":0.85},1.0511632949999998,{"$f":"K3172*10*'Farm data entry'!$E$22","v":21.023265899999998},{"$f":"(L3172*'Farm data entry'!$D$14)","v":3.1534898849999995},24.176755784999997,24.176755784999997,0,503.73195881127054,0,24.176755784999997,0,867.9462473126473,0,24.176755784999997,0,1867.9462473126475,0]
["1994-09-13",1994,256,{"$f":"VLOOKUP($A3181,Rainfall!$D$3:$Q$10959,Hydrology!$D$1,FALSE)","v":5.5999995839999999},{"$f":"MAX((D3181-'Farm data entry'!$D$24)*'Farm data entry'!$D$23,0)*10*'Farm data entry'!$D$10","v":68.399992095999991},{"$f":"AND(C3181>='Farm data entry'!$E$15,Hydrology!C3181<='Farm data entry'!$E$16)","v":true},68.399992095999991,{"$f":"VLOOKUP($A3181,ETo!$A$3:$N$10959,Hydrology!$D$1,FALSE)","v":1.6020068000000001},{"$f":"(H3181*'Farm data entry'!$D$25)","v":1.1214047599999999},{"$f":"kc(C3181,Kc!$E$9:$H$9,Kc!$I$9:$K$9)","v":0.85},0.95319404599999991,{"$f":"K3181*10*'Farm data entry'!$E$22","v":19.063880919999999},{"$f":"(L3181*'Farm data entry'!$D$14)","v":2.8595821379999999},21.923463057999999,21.923463057999999,0,997.34739409112069,0,21.923463057999999,0,1361.5616825924976,0,21.923463057999999,0,2361.5616825924972,0]
["1994-09-23",1994,266,{"$f":"VLOOKUP($A3191,Rainfall!$D$3:$Q$10959,Hydrology!$D$1,FALSE)","v":0},{"$f":"MAX((D3191-'Farm data entry'!$D$24)*'Farm data entry'!$D$23,0)*10*'Farm data entry'!$D$10","v":0},{"$f":"AND(C3191>='Farm data entry'!$E$15,Hydrology!C3191<='Farm data entry'!$E$16)","v":true},0,{"$f":"VLOOKUP($A3191,ETo!$A$3:$N$10959,Hydrology!$D$1,FALSE)","v":1.3701055},{"$f":"(H3191*'Farm data entry'!$D$25)","v":0.95907384999999989},{"$f":"kc(C3191,Kc!$E$9:$H$9,Kc!$I$9:$K$9)","v":0.85},0.8152127724999999,{"$f":"K3191*10*'Farm data entry'!$E$22","v":16.304255449999999},{"$f":"(L3191*'Farm data entry'!$D$14)","v":2.4456383174999998},18.749893767499998,18.749893767499998,0,930.29104729849996,0,18.749893767499998,0,1729.7831187946983,0,18.749893767499998,0,2729.7831187946977,0]
["1994-10-04",1994,277,{"$f":"VLOOKUP($A3202,Rainfall!$D$3:$Q$10959,Hydrology!$D$1,FALSE)","v":0},{"$f":"MAX((D3202-'Farm data entry'!$D$24)*'Farm data entry'!$D$23,0)*10*'Farm data entry'!$D$10","v":0},{"$f":"AND(C3202>='Farm data entry'!$E$15,Hydrology!C3202<='Farm data entry'!$E$16)","v":true},0,{"$f":"VLOOKUP($A3202,ETo!$A$3:$N$10959,Hydrology!$D$1,FALSE)","v":1.3064203999999999},{"$f":"(H3202*'Farm data entry'!$D$25)","v":0.91449427999999988},{"$f":"kc(C3202,Kc!$E$9:$H$9,Kc!$I$9:$K$9)","v":0.7},0.64014599599999988,{"$f":"K3202*10*'Farm data entry'!$E$22","v":12.802919919999997},{"$f":"(L3202*'Farm data entry'!$D$14)","v":1.9204379879999995},14.723357907999997,14.723357907999997,0,837.59477450744987,0,14.723357907999997,0,1637.0868460036484,0,14.723357907999997,0,2637.0868460036477,0]
["1994-10-07",{"$f":"YEAR(A3205)","v":1994},280,{"$f":"VLOOKUP($A3205,Rainfall!$D$3:$Q$10959,Hydrology!$D$1,FALSE)","v":0},{"$f":"MAX((D3205-'Farm data entry'!$D$24)*'Farm data entry'!$D$23,0)*10*'Farm data entry'!$D$10","v":0},{"$f":"AND(C3205>='Farm data entry'!$E$15,Hydrology!C3205<='Farm data entry'!$E$16)","v":true},0,{"$f":"VLOOKUP($A3205,ETo!$A$3:$N$10959,Hydrology!$D$1,FALSE)","v":0.66039479999999995},{"$f":"(H3205*'Farm data entry'!$D$25)","v":0.46227635999999994},{"$f":"kc(C3205,Kc!$E$9:$H$9,Kc!$I$9:$K$9)","v":0.625},0.28892272499999994,{"$f":"K3205*10*'Farm data entry'!$E$22","v":5.7784544999999987},{"$f":"(L3205*'Farm data entry'!$D$14)","v":0.86676817499999981},{"$f":"SUM(L3205:M3205)","v":6.6452226749999985},6.6452226749999985,0,811.5366732266998,{"$f":"$N3205-O3205","v":0},{"$f":"MIN($N3205,U3204+$G3205)","v":6.6452226749999985},{"$f":"MAX(U3204+$G3205-$N3205-T$1,0)","v":0},{"$f":"MIN(U3204-S3205+$G3205,T$1)","v":1611.0287447228984},{"$f":"$N3205-S3205","v":0},{"$f":"MIN($N3205,Y3204+$G3205)","v":6.6452226749999985},{"$f":"MAX(Y3204+$G3205-$N3205-X$1,0)","v":0},{"$f":"MIN(Y3204-W3205+$G3205,X$1)","v":2611.028744722898},{"$f":"$N3205-W3205","v":0}]
["1994-10-19",1994,292,{"$f":"VLOOKUP($A3217,Rainfall!$D$3:$Q$10959,Hydrology!$D$1,FALSE)","v":11.899999871999999},{"$f":"MAX((D3217-'Farm data entry'!$D$24)*'Farm data entry'!$D$23,0)*10*'Farm data entry'!$D$10","v":188.09999756799996},{"$f":"AND(C3217>='Farm data entry'!$E$15,Hydrology!C3217<='Farm data entry'!$E$16)","v":true},188.09999756799996,{"$f":"VLOOKUP($A3217,ETo!$A$3:$N$10959,Hydrology!$D$1,FALSE)","v":0.53238209999999997},{"$f":"(H3217*'Farm data entry'!$D$25)","v":0.37266746999999995},{"$f":"kc(C3217,Kc!$E$9:$H$9,Kc!$I$9:$K$9)","v":0.32500000000000001},0.12111692774999999,{"$f":"K3217*10*'Farm data entry'!$E$22","v":2.4223385549999996},{"$f":"(L3217*'Farm data entry'!$D$14)","v":0.36335078324999992},2.7856893382499996,2.7856893382499996,0,942.54817055267449,0,2.7856893382499996,0,1742.0402420488736,0,2.7856893382499996,0,2742.0402420488736,0]
["1994-11-03",1994,307,{"$f":"VLOOKUP($A3232,Rainfall!$D$3:$Q$10959,Hydrology!$D$1,FALSE)","v":9.9999999360000008E-2},{"$f":"MAX((D3232-'Farm data entry'!$D$24)*'Farm data entry'!$D$23,0)*10*'Farm data entry'!$D$10","v":0},{"$f":"AND(C3232>='Farm data entry'!$E$15,Hydrology!C3232<='Farm data entry'!$E$16)","v":false},0,{"$f":"VLOOKUP($A3232,ETo!$A$3:$N$10959,Hydrology!$D$1,FALSE)","v":0.13184916999999999},{"$f":"(H3232*'Farm data entry'!$D$25)","v":9.2294418999999989E-2},{"$f":"kc(C3232,Kc!$E$9:$H$9,Kc!$I$9:$K$9)","v":0},0,{"$f":"K3232*10*'Farm data entry'!$E$22","v":0},{"$f":"(L3232*'Farm data entry'!$D$14)","v":0},0,0,0,1000,0,0,0,2000,0,0,0,3000,0]
["1994-11-08",1994,312,{"$f":"VLOOKUP($A3237,Rainfall!$D$3:$Q$10959,Hydrology!$D$1,FALSE)","v":0},{"$f":"MAX((D3237-'Farm data entry'!$D$24)*'Farm data entry'!$D$23,0)*10*'Farm data entry'!$D$10","v":0},{"$f":"AND(C3237>='Farm data entry'!$E$15,Hydrology!C3237<='Farm data entry'!$E$16)","v":false},0,{"$f":"VLOOKUP($A3237,ETo!$A$3:$N$10959,Hydrology!$D$1,FALSE)","v":3.2425094000000002E-2},{"$f":"(H3237*'Farm data entry'!$D$25)","v":2.26975658E-2},{"$f":"kc(C3237,Kc!$E$9:$H$9,Kc!$I$9:$K$9)","v":0},0,{"$f":"K3237*10*'Farm data entry'!$E$22","v":0},{"$f":"(L3237*'Farm data entry'!$D$14)","v":0},0,0,0,1000,0,0,0,2000,0,0,0,3000,0]
["1994-11-17",1994,321,{"$f":"VLOOKUP($A3246,Rainfall!$D$3:$Q$10959,Hydrology!$D$1,FALSE)","v":2.7},{"$f":"MAX((D3246-'Farm data entry'!$D$24)*'Farm data entry'!$D$23,0)*10*'Farm data entry'!$D$10","v":13.300000000000002},{"$f":"AND(C3246>='Farm data entry'!$E$15,Hydrology!C3246<='Farm data entry'!$E$16)","v":false},0,{"$f":"VLOOKUP($A3246,ETo!$A$3:$N$10959,Hydrology!$D$1,FALSE)","v":0.38104448000000002},{"$f":"(H3246*'Farm data entry'!$D$25)","v":0.26673113599999998},{"$f":"kc(C3246,Kc!$E$9:$H$9,Kc!$I$9:$K$9)","v":0},0,{"$f":"K3246*10*'Farm data entry'!$E$22","v":0},{"$f":"(L3246*'Farm data entry'!$D$14)","v":0},0,0,0,1000,0,0,0,2000,0,0,0,3000,0]
["1994-12-03",1994,337,{"$f":"VLOOKUP($A3262,Rainfall!$D$3:$Q$10959,Hydrology!$D$1,FALSE)","v":7.2999999359999999},{"$f":"MAX((D3262-'Farm data entry'!$D$24)*'Farm data entry'!$D$23,0)*10*'Farm data entry'!$D$10","v":100.69999878399999},{"$f":"AND(C3262>='Farm data entry'!$E$15,Hydrology!C3262<='Farm data entry'!$E$16)","v":false},0,{"$f":"VLOOKUP($A3262,ETo!$A$3:$N$10959,Hydrology!$D$1,FALSE)","v":0},{"$f":"(H3262*'Farm data entry'!$D$25)","v":0},{"$f":"kc(C3262,Kc!$E$9:$H$9,Kc!$I$9:$K$9)","v":0},0,{"$f":"K3262*10*'Farm data entry'!$E$22","v":0},{"$f":"(L3262*'Farm data entry'!$D$14)","v":0},0,0,0,1000,0,0,0,2000,0,0,0,3000,0]
["1994-12-08",1994,342,{"$f":"VLOOKUP($A3267,Rainfall!$D$3:$Q$10959,Hydrology!$D$1,FALSE)","v":20.399999904000001},{"$f":"MAX((D3267-'Farm data entry'!$D$24)*'Farm data entry'!$D$23,0)*10*'Farm data entry'!$D$10","v":349.59999817599999},{"$f":"AND(C3267>='Farm data entry'!$E$15,Hydrology!C3267<='Farm data entry'!$E$16)","v":false},0,{"$f":"VLOOKUP($A3267,ETo!$A$3:$N$10959,Hydrology!$D$1,FALSE)","v":0},{"$f":"(H3267*'Farm data entry'!$D$25)","v":0},{"$f":"kc(C3267,Kc!$E$9:$H$9,Kc!$I$9:$K$9)","v":0},0,{"$f":"K3267*10*'Farm data entry'!$E$22","v":0},{"$f":"(L3267*'Farm data entry'!$D$14)","v":0},0,0,0,1000,0,0,0,2000,0,0,0,3000,0]
["1994-12-20",1994,354,{"$f":"VLOOKUP($A3279,Rainfall!$D$3:$Q$10959,Hydrology!$D$1,FALSE)","v":0.39999998880000004},{"$f":"MAX((D3279-'Farm data entry'!$D$24)*'Farm data entry'!$D$23,0)*10*'Farm data entry'!$D$10","v":0},{"$f":"AND(C3279>='Farm data entry'!$E$15,Hydrology!C3279<='Farm data entry'!$E$16)","v":false},0,{"$f":"VLOOKUP($A3279,ETo!$A$3:$N$10959,Hydrology!$D$1,FALSE)","v":0},{"$f":"(H3279*'Farm data entry'!$D$25)","v":0},{"$f":"kc(C3279,Kc!$E$9:$H$9,Kc!$I$9:$K$9)","v":0},0,{"$f":"K3279*10*'Farm data entry'!$E$22","v":0},{"$f":"(L3279*'Farm data entry'!$D$14)","v":0},0,0,0,1000,0,0,0,2000,0,0,0,3000,0]
["1994-12-23",1994,357,{"$f":"VLOOKUP($A3282,Rainfall!$D$3:$Q$10959,Hydrology!$D$1,FALSE)","v":0},{"$f":"MAX((D3282-'Farm data entry'!$D$24)*'Farm data entry'!$D$23,0)*10*'Farm data entry'!$D$10","v":0},{"$f":"AND(C3282>='Farm data entry'!$E$15,Hydrology!C3282<='Farm data entry'!$E$16)","v":false},0,{"$f":"VLOOKUP($A3282,ETo!$A$3:$N$10959,Hydrology!$D$1,FALSE)","v":0},{"$f":"(H3282*'Farm data entry'!$D$25)","v":0},{"$f":"kc(C3282,Kc!$E$9:$H$9,Kc!$I$9:$K$9)","v":0},0,{"$f":"K3282*10*'Farm data entry'!$E$22","v":0},{"$f":"(L3282*'Farm data entry'!$D$14)","v":0},0,0,0,1000,0,0,0,2000,0,0,0,3000,0]
["1995-01-03",1995,3,{"$f":"VLOOKUP($A3293,Rainfall!$D$3:$Q$10959,Hydrology!$D$1,FALSE)","v":0},{"$f":"MAX((D3293-'Farm data entry'!$D$24)*'Farm data entry'!$D$23,0)*10*'Farm data entry'!$D$10","v":0},{"$f":"AND(C3293>='Farm data entry'!$E$15,Hydrology!C3293<='Farm data entry'!$E$16)","v":false},0,{"$f":"VLOOKUP($A3293,ETo!$A$3:$N$10959,Hydrology!$D$1,FALSE)","v":0},{"$f":"(H3293*'Farm data entry'!$D$25)","v":0},{"$f":"kc(C3293,Kc!$E$9:$H$9,Kc!$I$9:$K$9)","v":0},0,{"$f":"K3293*10*'Farm data entry'!$E$22","v":0},{"$f":"(L3293*'Farm data entry'!$D$14)","v":0},0,0,0,1000,0,0,0,2000,0,0,0,3000,0]
["1995-01-13",1995,13,{"$f":"VLOOKUP($A3303,Rainfall!$D$3:$Q$10959,Hydrology!$D$1,FALSE)","v":9.9999999360000008E-2},{"$f":"MAX((D3303-'Farm data entry'!$D$24)*'Farm data entry'!$D$23,0)*10*'Farm data entry'!$D$10","v":0},{"$f":"AND(C3303>='Farm data entry'!$E$15,Hydrology!C3303<='Farm data entry'!$E$16)","v":false},0,{"$f":"VLOOKUP($A3303,ETo!$A$3:$N$10959,Hydrology!$D$1,FALSE)","v":0.32490550000000001},{"$f":"(H3303*'Farm data entry'!$D$25)","v":0.22743384999999999},{"$f":"kc(C3303,Kc!$E$9:$H$9,Kc!$I$9:$K$9)","v":0},0,{"$f":"K3303*10*'Farm data entry'!$E$22","v":0},{"$f":"(L3303*'Farm data entry'!$D$14)","v":0},0,0,0,1000,0,0,0,2000,0,0,0,3000,0]
["1995-01-22",1995,22,{"$f":"VLOOKUP($A3312,Rainfall!$D$3:$Q$10959,Hydrology!$D$1,FALSE)","v":9.7000001279999992},{"$f":"MAX((D3312-'Farm data entry'!$D$24)*'Farm data entry'!$D$23,0)*10*'Farm data entry'!$D$10","v":146.30000243199999},{"$f":"AND(C3312>='Farm data entry'!$E$15,Hydrology!C3312<='Farm data entry'!$E$16)","v":false},0,{"$f":"VLOOKUP($A3312,ETo!$A$3:$N$10959,Hydrology!$D$1,FALSE)","v":0.54271369999999997},{"$f":"(H3312*'Farm data entry'!$D$25)","v":0.37989958999999995},{"$f":"kc(C3312,Kc!$E$9:$H$9,Kc!$I$9:$K$9)","v":0},0,{"$f":"K3312*10*'Farm data entry'!$E$22","v":0},{"$f":"(L3312*'Farm data entry'!$D$14)","v":0},0,0,0,1000,0,0,0,2000,0,0,0,3000,0]
["1995-02-02",1995,33,{"$f":"VLOOKUP($A3323,Rainfall!$D$3:$Q$10959,Hydrology!$D$1,FALSE)","v":0},{"$f":"MAX((D3323-'Farm data entry'!$D$24)*'Farm data entry'!$D$23,0)*10*'Farm data entry'!$D$10","v":0},{"$f":"AND(C3323>='Farm data entry'!$E$15,Hydrology!C3323<='Farm data entry'!$E$16)","v":false},0,{"$f":"VLOOKUP($A3323,ETo!$A$3:$N$10959,Hydrology!$D$1,FALSE)","v":0.26404253},{"$f":"(H3323*'Farm data entry'!$D$25)","v":0.18482977099999998},{"$f":"kc(C3323,Kc!$E$9:$H$9,Kc!$I$9:$K$9)","v":0},0,{"$f":"K3323*10*'Farm data entry'!$E$22","v":0},{"$f":"(L3323*'Farm data entry'!$D$14)","v":0},0,0,0,1000,0,0,0,2000,0,0,0,3000,0]
["1995-02-17",1995,48,{"$f":"VLOOKUP($A3338,Rainfall!$D$3:$Q$10959,Hydrology!$D$1,FALSE)","v":0},{"$f":"MAX((D3338-'Farm data entry'!$D$24)*'Farm data entry'!$D$23,0)*10*'Farm data entry'!$D$10","v":0},{"$f":"AND(C3338>='Farm data entry'!$E$15,Hydrology!C3338<='Farm data entry'!$E$16)","v":false},0,{"$f":"VLOOKUP($A3338,ETo!$A$3:$N$10959,Hydrology!$D$1,FALSE)","v":1.2613991},{"$f":"(H3338*'Farm data entry'!$D$25)","v":0.88297936999999993},{"$f":"kc(C3338,Kc!$E$9:$H$9,Kc!$I$9:$K$9)","v":0},0,{"$f":"K3338*10*'Farm data entry'!$E$22","v":0},{"$f":"(L3338*'Farm data entry'!$D$14)","v":0},0,0,0,1000,0,0,0,2000,0,0,0,3000,0]
["1995-02-23",1995,54,{"$f":"VLOOKUP($A3344,Rainfall!$D$3:$Q$10959,Hydrology!$D$1,FALSE)","v":2.7999998784},{"$f":"MAX((D3344-'Farm data entry'!$D$24)*'Farm data entry'!$D$23,0)*10*'Farm data entry'!$D$10","v":15.199997689599998},{"$f":"AND(C3344>='Farm data entry'!$E$15,Hydrology!C3344<='Farm data entry'!$E$16)","v":false},0,{"$f":"VLOOKUP($A3344,ETo!$A$3:$N$10959,Hydrology!$D$1,FALSE)","v":0.81404114000000005},{"$f":"(H3344*'Farm data entry'!$D$25)","v":0.56982879799999997},{"$f":"kc(C3344,Kc!$E$9:$H$9,Kc!$I$9:$K$9)","v":0},0,{"$f":"K3344*10*'Farm data entry'!$E$22","v":0},{"$f":"(L3344*'Farm data entry'!$D$14)","v":0},0,0,0,1000,0,0,0,2000,0,0,0,3000,0]
["1995-03-04",1995,63,{"$f":"VLOOKUP($A3353,Rainfall!$D$3:$Q$10959,Hydrology!$D$1,FALSE)","v":1.7000000927999999},{"$f":"MAX((D3353-'Farm data entry'!$D$24)*'Farm data entry'!$D$23,0)*10*'Farm data entry'!$D$10","v":0},{"$f":"AND(C3353>='Farm data entry'!$E$15,Hydrology!C3353<='Farm data entry'!$E$16)","v":true},0,{"$f":"VLOOKUP($A3353,ETo!$A$3:$N$10959,Hydrology!$D$1,FALSE)","v":0.85030240000000001},{"$f":"(H3353*'Farm data entry'!$D$25)","v":0.59521168000000002},{"$f":"kc(C3353,Kc!$E$9:$H$9,Kc!$I$9:$K$9)","v":0},0,{"$f":"K3353*10*'Farm data entry'!$E$22","v":0},{"$f":"(L3353*'Farm data entry'!$D$14)","v":0},0,0,0,1000,0,0,0,2000,0,0,0,3000,0]
["1995-03-19",1995,78,{"$f":"VLOOKUP($A3368,Rainfall!$D$3:$Q$10959,Hydrology!$D$1,FALSE)","v":0.49999999680000001},{"$f":"MAX((D3368-'Farm data entry'!$D$24)*'Farm data entry'!$D$23,0)*10*'Farm data entry'!$D$10","v":0},{"$f":"AND(C3368>='Farm data entry'!$E$15,Hydrology!C3368<='Farm data entry'!$E$16)","v":true},0,{"$f":"VLOOKUP($A3368,ETo!$A$3:$N$10959,Hydrology!$D$1,FALSE)","v":1.5212368000000001},{"$f":"(H3368*'Farm data entry'!$D$25)","v":1.06486576},{"$f":"kc(C3368,Kc!$E$9:$H$9,Kc!$I$9:$K$9)","v":0},0,{"$f":"K3368*10*'Farm data entry'!$E$22","v":0},{"$f":"(L3368*'Farm data entry'!$D$14)","v":0},0,0,0,1000,0,0,0,2000,0,0,0,3000,0]
["1995-03-28",1995,87,{"$f":"VLOOKUP($A3377,Rainfall!$D$3:$Q$10959,Hydrology!$D$1,FALSE)","v":8.1},{"$f":"MAX((D3377-'Farm data entry'!$D$24)*'Farm data entry'!$D$23,0)*10*'Farm data entry'!$D$10","v":115.89999999999998},{"$f":"AND(C3377>='Farm data entry'!$E$15,Hydrology!C3377<='Farm data entry'!$E$16)","v":true},115.89999999999998,{"$f":"VLOOKUP($A3377,ETo!$A$3:$N$10959,Hydrology!$D$1,FALSE)","v":1.2625203},{"$f":"(H3377*'Farm data entry'!$D$25)","v":0.88376420999999994},{"$f":"kc(C3377,Kc!$E$9:$H$9,Kc!$I$9:$K$9)","v":0},0,{"$f":"K3377*10*'Farm data entry'!$E$22","v":0},{"$f":"(L3377*'Farm data entry'!$D$14)","v":0},0,0,115.90000000000009,1000,0,0,115.90000000000009,2000,0,0,115.90000000000009,3000,0]
["1995-04-03",1995,93,{"$f":"VLOOKUP($A3383,Rainfall!$D$3:$Q$10959,Hydrology!$D$1,FALSE)","v":0},{"$f":"MAX((D3383-'Farm data entry'!$D$24)*'Farm data entry'!$D$23,0)*10*'Farm data entry'!$D$10","v":0},{"$f":"AND(C3383>='Farm data entry'!$E$15,Hydrology!C3383<='Farm data entry'!$E$16)","v":true},0,{"$f":"VLOOKUP($A3383,ETo!$A$3:$N$10959,Hydrology!$D$1,FALSE)","v":2.2029705000000002},{"$f":"(H3383*'Farm data entry'!$D$25)","v":1.5420793500000001},{"$f":"kc(C3383,Kc!$E$9:$H$9,Kc!$I$9:$K$9)","v":0.40294117647058825},0.62136726750000004,{"$f":"K3383*10*'Farm data entry'!$E$22","v":12.427345350000001},{"$f":"(L3383*'Farm data entry'!$D$14)","v":1.8641018025},14.291447152500002,14.291447152500002,0,973.14546267150001,0,14.291447152500002,0,1973.1454626714999,0,14.291447152500002,0,2973.1454626714999,0]
["1995-04-18",1995,108,{"$f":"VLOOKUP($A3398,Rainfall!$D$3:$Q$10959,Hydrology!$D$1,FALSE)","v":0},{"$f":"MAX((D3398-'Farm data entry'!$D$24)*'Farm data entry'!$D$23,0)*10*'Farm data entry'!$D$10","v":0},{"$f":"AND(C3398>='Farm data entry'!$E$15,Hydrology!C3398<='Farm data entry'!$E$16)","v":true},0,{"$f":"VLOOKUP($A3398,ETo!$A$3:$N$10959,Hydrology!$D$1,FALSE)","v":2.0920193},{"$f":"(H3398*'Farm data entry'!$D$25)","v":1.46441351},{"$f":"kc(C3398,Kc!$E$9:$H$9,Kc!$I$9:$K$9)","v":0.44705882352941179},0.65467898094117649,{"$f":"K3398*10*'Farm data entry'!$E$22","v":13.093579618823529},{"$f":"(L3398*'Farm data entry'!$D$14)","v":1.9640369428235294},15.057616561647059,15.057616561647059,0,784.61687018973532,0,15.057616561647059,0,1784.616870189735,0,15.057616561647059,0,2784.6168701897354,0]
["1995-04-19",1995,109,{"$f":"VLOOKUP($A3399,Rainfall!$D$3:$Q$10959,Hydrology!$D$1,FALSE)","v":1.5999999552000002},{"$f":"MAX((D3399-'Farm data entry'!$D$24)*'Farm data entry'!$D$23,0)*10*'Farm data entry'!$D$10","v":0},{"$f":"AND(C3399>='Farm data entry'!$E$15,Hydrology!C3399<='Farm data entry'!$E$16)","v":true},0,{"$f":"VLOOKUP($A3399,ETo!$A$3:$N$10959,Hydrology!$D$1,FALSE)","v":1.8178091999999999},{"$f":"(H3399*'Farm data entry'!$D$25)","v":1.2724664399999999},{"$f":"kc(C3399,Kc!$E$9:$H$9,Kc!$I$9:$K$9)","v":0.45},0.57260989799999995,{"$f":"K3399*10*'Farm data entry'!$E$22","v":11.452197959999999},{"$f":"(L3399*'Farm data entry'!$D$14)","v":1.717829694},13.170027654,13.170027654,0,771.4468425357353,0,13.170027654,0,1771.446842535735,0,13.170027654,0,2771.4468425357354,0]
["1995-05-04",1995,124,{"$f":"VLOOKUP($A3414,Rainfall!$D$3:$Q$10959,Hydrology!$D$1,FALSE)","v":0},{"$f":"MAX((D3414-'Farm data entry'!$D$24)*'Farm data entry'!$D$23,0)*10*'Farm data entry'!$D$10","v":0},{"$f":"AND(C3414>='Farm data entry'!$E$15,Hydrology!C3414<='Farm data entry'!$E$16)","v":true},0,{"$f":"VLOOKUP($A3414,ETo!$A$3:$N$10959,Hydrology!$D$1,FALSE)","v":3.5256120000000002},{"$f":"(H3414*'Farm data entry'!$D$25)","v":2.4679283999999999},{"$f":"kc(C3414,Kc!$E$9:$H$9,Kc!$I$9:$K$9)","v":0.49411764705882355},1.219446974117647,{"$f":"K3414*10*'Farm data entry'!$E$22","v":24.388939482352939},{"$f":"(L3414*'Farm data entry'!$D$14)","v":3.6583409223529406},28.04728040470588,28.04728040470588,0,566.06120247945887,0,28.04728040470588,0,1566.0612024794584,0,28.04728040470588,0,2566.0612024794596,0]
["1995-05-14",1995,134,{"$f":"VLOOKUP($A3424,Rainfall!$D$3:$Q$10959,Hydrology!$D$1,FALSE)","v":0},{"$f":"MAX((D3424-'Farm data entry'!$D$24)*'Farm data entry'!$D$23,0)*10*'Farm data entry'!$D$10","v":0},{"$f":"AND(C3424>='Farm data entry'!$E$15,Hydrology!C3424<='Farm data entry'!$E$16)","v":true},0,{"$f":"VLOOKUP($A3424,ETo!$A$3:$N$10959,Hydrology!$D$1,FALSE)","v":2.6216632999999998},{"$f":"(H3424*'Farm data entry'!$D$25)","v":1.8351643099999997},{"$f":"kc(C3424,Kc!$E$9:$H$9,Kc!$I$9:$K$9)","v":0.52352941176470591},0.96076249170588224,{"$f":"K3424*10*'Farm data entry'!$E$22","v":19.215249834117646},{"$f":"(L3424*'Farm data entry'!$D$14)","v":2.8822874751176468},22.097537309235292,22.097537309235292,0,332.78899644628251,0,22.097537309235292,0,1332.788996446282,0,22.097537309235292,0,2332.7889964462829,0]
["1995-05-19",1995,139,{"$f":"VLOOKUP($A3429,Rainfall!$D$3:$Q$10959,Hydrology!$D$1,FALSE)","v":0.19999999872000002},{"$f":"MAX((D3429-'Farm data entry'!$D$24)*'Farm data entry'!$D$23,0)*10*'Farm data entry'!$D$10","v":0},{"$f":"AND(C3429>='Farm data entry'!$E$15,Hydrology!C3429<='Farm data entry'!$E$16)","v":true},0,{"$f":"VLOOKUP($A3429,ETo!$A$3:$N$10959,Hydrology!$D$1,FALSE)","v":2.5001158999999999},{"$f":"(H3429*'Farm data entry'!$D$25)","v":1.7500811299999999},{"$f":"kc(C3429,Kc!$E$9:$H$9,Kc!$I$9:$K$9)","v":0.53823529411764715},0.94195543173529417,{"$f":"K3429*10*'Farm data entry'!$E$22","v":18.839108634705884},{"$f":"(L3429*'Farm data entry'!$D$14)","v":2.8258662952058824},21.664974929911764,21.664974929911764,0,355.95882598674143,0,21.664974929911764,0,1355.9588259867407,0,21.664974929911764,0,2355.9588259867414,0]
["1995-05-28",1995,148,{"$f":"VLOOKUP($A3438,Rainfall!$D$3:$Q$10959,Hydrology!$D$1,FALSE)","v":0.90000002879999996},{"$f":"MAX((D3438-'Farm data entry'!$D$24)*'Farm data entry'!$D$23,0)*10*'Farm data entry'!$D$10","v":0},{"$f":"AND(C3438>='Farm data entry'!$E$15,Hydrology!C3438<='Farm data entry'!$E$16)","v":true},0,{"$f":"VLOOKUP($A3438,ETo!$A$3:$N$10959,Hydrology!$D$1,FALSE)","v":2.7260803999999998},{"$f":"(H3438*'Farm data entry'!$D$25)","v":1.9082562799999998},{"$f":"kc(C3438,Kc!$E$9:$H$9,Kc!$I$9:$K$9)","v":0.56470588235294117},1.077603546352941,{"$f":"K3438*10*'Farm data entry'!$E$22","v":21.552070927058821},{"$f":"(L3438*'Farm data entry'!$D$14)","v":3.2328106390588229},24.784881566117644,24.784881566117644,0,138.2768162805356,0,24.784881566117644,0,1138.2768162805348,0,24.784881566117644,0,2138.2768162805346,0]
["1995-06-13",1995,164,{"$f":"VLOOKUP($A3454,Rainfall!$D$3:$Q$10959,Hydrology!$D$1,FALSE)","v":0},{"$f":"MAX((D3454-'Farm data entry'!$D$24)*'Farm data entry'!$D$23,0)*10*'Farm data entry'!$D$10","v":0},{"$f":"AND(C3454>='Farm data entry'!$E$15,Hydrology!C3454<='Farm data entry'!$E$16)","v":true},0,{"$f":"VLOOKUP($A3454,ETo!$A$3:$N$10959,Hydrology!$D$1,FALSE)","v":1.1425327000000001},{"$f":"(H3454*'Farm data entry'!$D$25)","v":0.79977288999999996},{"$f":"kc(C3454,Kc!$E$9:$H$9,Kc!$I$9:$K$9)","v":0.61176470588235299},0.48927282682352941,{"$f":"K3454*10*'Farm data entry'!$E$22","v":9.7854565364705888},{"$f":"(L3454*'Farm data entry'!$D$14)","v":1.4678184804705883},11.253275016941178,11.253275016941178,0,173.03123098471212,0,11.253275016941178,0,1173.0312309847109,0,11.253275016941178,0,2173.0312309847104,0]
["1995-06-18",1995,169,{"$f":"VLOOKUP($A3459,Rainfall!$D$3:$Q$10959,Hydrology!$D$1,FALSE)","v":0},{"$f":"MAX((D3459-'Farm data entry'!$D$24)*'Farm data entry'!$D$23,0)*10*'Farm data entry'!$D$10","v":0},{"$f":"AND(C3459>='Farm data entry'!$E$15,Hydrology!C3459<='Farm data entry'!$E$16)","v":true},0,{"$f":"VLOOKUP($A3459,ETo!$A$3:$N$10959,Hydrology!$D$1,FALSE)","v":3.525576},{"$f":"(H3459*'Farm data entry'!$D$25)","v":2.4679031999999999},{"$f":"kc(C3459,Kc!$E$9:$H$9,Kc!$I$9:$K$9)","v":0.62647058823529411},1.5460687694117645,{"$f":"K3459*10*'Farm data entry'!$E$22","v":30.92137538823529},{"$f":"(L3459*'Farm data entry'!$D$14)","v":4.6382063082352936},35.559581696470588,35.559581696470588,0,71.931879195782727,0,35.559581696470588,0,1071.9318791957814,0,35.559581696470588,0,2071.9318791957808,0]
["1995-06-29",1995,180,{"$f":"VLOOKUP($A3470,Rainfall!$D$3:$Q$10959,Hydrology!$D$1,FALSE)","v":0},{"$f":"MAX((D3470-'Farm data entry'!$D$24)*'Farm data entry'!$D$23,0)*10*'Farm data entry'!$D$10","v":0},{"$f":"AND(C3470>='Farm data entry'!$E$15,Hydrology!C3470<='Farm data entry'!$E$16)","v":true},0,{"$f":"VLOOKUP($A3470,ETo!$A$3:$N$10959,Hydrology!$D$1,FALSE)","v":5.5390161999999998},{"$f":"(H3470*'Farm data entry'!$D$25)","v":3.8773113399999994},{"$f":"kc(C3470,Kc!$E$9:$H$9,Kc!$I$9:$K$9)","v":0.6588235294117647},2.5544639416470583,{"$f":"K3470*10*'Farm data entry'!$E$22","v":51.089278832941162},{"$f":"(L3470*'Farm data entry'!$D$14)","v":7.6633918249411739},58.752670657882334,0,0,0,58.752670657882334,58.752670657882334,0,588.89136223410492,0,58.752670657882334,0,1588.891362234104,0]
["1995-07-08",1995,189,{"$f":"VLOOKUP($A3479,Rainfall!$D$3:$Q$10959,Hydrology!$D$1,FALSE)","v":0},{"$f":"MAX((D3479-'Farm data entry'!$D$24)*'Farm data entry'!$D$23,0)*10*'Farm data entry'!$D$10","v":0},{"$f":"AND(C3479>='Farm data entry'!$E$15,Hydrology!C3479<='Farm data entry'!$E$16)","v":true},0,{"$f":"VLOOKUP($A3479,ETo!$A$3:$N$10959,Hydrology!$D$1,FALSE)","v":3.5200624},{"$f":"(H3479*'Farm data entry'!$D$25)","v":2.4640436800000001},{"$f":"kc(C3479,Kc!$E$9:$H$9,Kc!$I$9:$K$9)","v":0.68529411764705883},1.6885946395294118,{"$f":"K3479*10*'Farm data entry'!$E$22","v":33.77189279058824},{"$f":"(L3479*'Farm data entry'!$D$14)","v":5.0657839185882354},38.837676709176478,38.837676709176478,0,135.5113341167941,0,38.837676709176478,0,639.20241754554604,0,38.837676709176478,0,1639.2024175455449,0]
["1995-07-18",1995,199,{"$f":"VLOOKUP($A3489,Rainfall!$D$3:$Q$10959,Hydrology!$D$1,FALSE)","v":0},{"$f":"MAX((D3489-'Farm data entry'!$D$24)*'Farm data entry'!$D$23,0)*10*'Farm data entry'!$D$10","v":0},{"$f":"AND(C3489>='Farm data entry'!$E$15,Hydrology!C3489<='Farm data entry'!$E$16)","v":true},0,{"$f":"VLOOKUP($A3489,ETo!$A$3:$N$10959,Hydrology!$D$1,FALSE)","v":2.572308},{"$f":"(H3489*'Farm data entry'!$D$25)","v":1.8006156},{"$f":"kc(C3489,Kc!$E$9:$H$9,Kc!$I$9:$K$9)","v":0.71470588235294119},1.2869105611764706,{"$f":"K3489*10*'Farm data entry'!$E$22","v":25.738211223529412},{"$f":"(L3489*'Farm data entry'!$D$14)","v":3.8607316835294117},29.598942907058824,0,0,0,29.598942907058824,29.598942907058824,0,266.02493932240486,0,29.598942907058824,0,1266.0249393224037,0]
["1995-07-29",1995,210,{"$f":"VLOOKUP($A3500,Rainfall!$D$3:$Q$10959,Hydrology!$D$1,FALSE)","v":0},{"$f":"MAX((D3500-'Farm data entry'!$D$24)*'Farm data entry'!$D$23,0)*10*'Farm data entry'!$D$10","v":0},{"$f":"AND(C3500>='Farm data entry'!$E$15,Hydrology!C3500<='Farm data entry'!$E$16)","v":true},0,{"$f":"VLOOKUP($A3500,ETo!$A$3:$N$10959,Hydrology!$D$1,FALSE)","v":3.7548870000000001},{"$f":"(H3500*'Farm data entry'!$D$25)","v":2.6284209000000001},{"$f":"kc(C3500,Kc!$E$9:$H$9,Kc!$I$9:$K$9)","v":0.74705882352941178},1.9635850252941178,{"$f":"K3500*10*'Farm data entry'!$E$22","v":39.271700505882357},{"$f":"(L3500*'Farm data entry'!$D$14)","v":5.8907550758823533},45.162455581764711,29.931221821729409,0,0,15.231233760035302,29.931221821729409,0,0,15.231233760035302,45.162455581764711,0,918.42244576672124,0]
["1995-08-10",1995,222,{"$f":"VLOOKUP($A3512,Rainfall!$D$3:$Q$10959,Hydrology!$D$1,FALSE)","v":0},{"$f":"MAX((D3512-'Farm data entry'!$D$24)*'Farm data entry'!$D$23,0)*10*'Farm data entry'!$D$10","v":0},{"$f":"AND(C3512>='Farm data entry'!$E$15,Hydrology!C3512<='Farm data entry'!$E$16)","v":true},0,{"$f":"VLOOKUP($A3512,ETo!$A$3:$N$10959,Hydrology!$D$1,FALSE)","v":3.9707395999999999},{"$f":"(H3512*'Farm data entry'!$D$25)","v":2.7795177199999999},{"$f":"kc(C3512,Kc!$E$9:$H$9,Kc!$I$9:$K$9)","v":0.78235294117647058},2.1745638632941175,{"$f":"K3512*10*'Farm data entry'!$E$22","v":43.491277265882353},{"$f":"(L3512*'Farm data entry'!$D$14)","v":6.5236915898823531},50.014968855764707,0,0,0,50.014968855764707,0,0,0,50.014968855764707,50.014968855764707,0,306.40416813207435,0]
["1995-08-17",1995,229,{"$f":"VLOOKUP($A3519,Rainfall!$D$3:$Q$10959,Hydrology!$D$1,FALSE)","v":0},{"$f":"MAX((D3519-'Farm data entry'!$D$24)*'Farm data entry'!$D$23,0)*10*'Farm data entry'!$D$10","v":0},{"$f":"AND(C3519>='Farm data entry'!$E$15,Hydrology!C3519<='Farm data entry'!$E$16)","v":true},0,{"$f":"VLOOKUP($A3519,ETo!$A$3:$N$10959,Hydrology!$D$1,FALSE)","v":3.6211831999999999},{"$f":"(H3519*'Farm data entry'!$D$25)","v":2.53482824},{"$f":"kc(C3519,Kc!$E$9:$H$9,Kc!$I$9:$K$9)","v":0.80294117647058827},2.0353179691764707,{"$f":"K3519*10*'Farm data entry'!$E$22","v":40.706359383529417},{"$f":"(L3519*'Farm data entry'!$D$14)","v":6.105953907529412},46.812313291058828,0,0,0,46.812313291058828,0,0,0,46.812313291058828,33.051326243044947,0,0,13.760987048013881]
["1995-08-28",1995,240,{"$f":"VLOOKUP($A3530,Rainfall!$D$3:$Q$10959,Hydrology!$D$1,FALSE)","v":0},{"$f":"MAX((D3530-'Farm data entry'!$D$24)*'Farm data entry'!$D$23,0)*10*'Farm data entry'!$D$10","v":0},{"$f":"AND(C3530>='Farm data entry'!$E$15,Hydrology!C3530<='Farm data entry'!$E$16)","v":true},0,{"$f":"VLOOKUP($A3530,ETo!$A$3:$N$10959,Hydrology!$D$1,FALSE)","v":3.3135107000000001},{"$f":"(H3530*'Farm data entry'!$D$25)","v":2.31945749},{"$f":"kc(C3530,Kc!$E$9:$H$9,Kc!$I$9:$K$9)","v":0.83529411764705885},1.9374291975294118,{"$f":"K3530*10*'Farm data entry'!$E$22","v":38.748583950588234},{"$f":"(L3530*'Farm data entry'!$D$14)","v":5.8122875925882349},44.560871543176468,0,0,0,44.560871543176468,0,0,0,44.560871543176468,0,0,0,44.560871543176468]
["1995-09-02",1995,245,{"$f":"VLOOKUP($A3535,Rainfall!$D$3:$Q$10959,Hydrology!$D$1,FALSE)","v":5.4},{"$f":"MAX((D3535-'Farm data entry'!$D$24)*'Farm data entry'!$D$23,0)*10*'Farm data entry'!$D$10","v":64.599999999999994},{"$f":"AND(C3535>='Farm data entry'!$E$15,Hydrology!C3535<='Farm data entry'!$E$16)","v":true},64.599999999999994,{"$f":"VLOOKUP($A3535,ETo!$A$3:$N$10959,Hydrology!$D$1,FALSE)","v":1.4702826},{"$f":"(H3535*'Farm data entry'!$D$25)","v":1.02919782},{"$f":"kc(C3535,Kc!$E$9:$H$9,Kc!$I$9:$K$9)","v":0.85},0.87481814700000005,{"$f":"K3535*10*'Farm data entry'!$E$22","v":17.496362940000001},{"$f":"(L3535*'Farm data entry'!$D$14)","v":2.6244544410000001},20.120817381000002,20.120817381000002,0,44.479182618999992,0,20.120817381000002,0,44.479182618999992,0,20.120817381000002,0,44.479182618999992,0]
["1995-09-20",1995,263,{"$f":"VLOOKUP($A3553,Rainfall!$D$3:$Q$10959,Hydrology!$D$1,FALSE)","v":0},{"$f":"MAX((D3553-'Farm data entry'!$D$24)*'Farm data entry'!$D$23,0)*10*'Farm data entry'!$D$10","v":0},{"$f":"AND(C3553>='Farm data entry'!$E$15,Hydrology!C3553<='Farm data entry'!$E$16)","v":true},0,{"$f":"VLOOKUP($A3553,ETo!$A$3:$N$10959,Hydrology!$D$1,FALSE)","v":2.0392830000000002},{"$f":"(H3553*'Farm data entry'!$D$25)","v":1.4274981},{"$f":"kc(C3553,Kc!$E$9:$H$9,Kc!$I$9:$K$9)","v":0.85},1.2133733849999999,{"$f":"K3553*10*'Farm data entry'!$E$22","v":24.267467699999997},{"$f":"(L3553*'Farm data entry'!$D$14)","v":3.6401201549999995},27.907587854999996,27.907587854999996,0,880.55742521185005,0,27.907587854999996,0,880.55742521185005,0,27.907587854999996,0,880.55742521185005,0]
["1995-09-27",1995,270,{"$f":"VLOOKUP($A3560,Rainfall!$D$3:$Q$10959,Hydrology!$D$1,FALSE)","v":0},{"$f":"MAX((D3560-'Farm data entry'!$D$24)*'Farm data entry'!$D$23,0)*10*'Farm data entry'!$D$10","v":0},{"$f":"AND(C3560>='Farm data entry'!$E$15,Hydrology!C3560<='Farm data entry'!$E$16)","v":true},0,{"$f":"VLOOKUP($A3560,ETo!$A$3:$N$10959,Hydrology!$D$1,FALSE)","v":1.2079245000000001},{"$f":"(H3560*'Farm data entry'!$D$25)","v":0.84554715000000003},{"$f":"kc(C3560,Kc!$E$9:$H$9,Kc!$I$9:$K$9)","v":0.85},0.71871507749999997,{"$f":"K3560*10*'Farm data entry'!$E$22","v":14.374301549999998},{"$f":"(L3560*'Farm data entry'!$D$14)","v":2.1561452324999997},16.530446782499997,16.530446782499997,0,983.46955321749999,0,16.530446782499997,0,1264.7035667576502,0,16.530446782499997,0,1264.7035667576502,0]
["1995-10-02",1995,275,{"$f":"VLOOKUP($A3565,Rainfall!$D$3:$Q$10959,Hydrology!$D$1,FALSE)","v":0},{"$f":"MAX((D3565-'Farm data entry'!$D$24)*'Farm data entry'!$D$23,0)*10*'Farm data entry'!$D$10","v":0},{"$f":"AND(C3565>='Farm data entry'!$E$15,Hydrology!C3565<='Farm data entry'!$E$16)","v":true},0,{"$f":"VLOOKUP($A3565,ETo!$A$3:$N$10959,Hydrology!$D$1,FALSE)","v":0.83788275999999995},{"$f":"(H3565*'Farm data entry'!$D$25)","v":0.58651793199999991},{"$f":"kc(C3565,Kc!$E$9:$H$9,Kc!$I$9:$K$9)","v":0.85},0.49854024219999993,{"$f":"K3565*10*'Farm data entry'!$E$22","v":9.9708048439999981},{"$f":"(L3565*'Farm data entry'!$D$14)","v":1.4956207265999997},11.466425570599998,11.466425570599998,0,920.67009830735003,0,11.466425570599998,0,1201.9041118475002,0,11.466425570599998,0,1201.9041118475002,0]
["1995-10-14",1995,287,{"$f":"VLOOKUP($A3577,Rainfall!$D$3:$Q$10959,Hydrology!$D$1,FALSE)","v":9.9999999360000008E-2},{"$f":"MAX((D3577-'Farm data entry'!$D$24)*'Farm data entry'!$D$23,0)*10*'Farm data entry'!$D$10","v":0},{"$f":"AND(C3577>='Farm data entry'!$E$15,Hydrology!C3577<='Farm data entry'!$E$16)","v":true},0,{"$f":"VLOOKUP($A3577,ETo!$A$3:$N$10959,Hydrology!$D$1,FALSE)","v":0.44581145},{"$f":"(H3577*'Farm data entry'!$D$25)","v":0.31206801499999998},{"$f":"kc(C3577,Kc!$E$9:$H$9,Kc!$I$9:$K$9)","v":0.45},0.14043060674999999,{"$f":"K3577*10*'Farm data entry'!$E$22","v":2.8086121349999997},{"$f":"(L3577*'Farm data entry'!$D$14)","v":0.42129182024999995},3.2299039552499997,3.2299039552499997,0,921.34971046889996,0,3.2299039552499997,0,1224.6563398070002,0,3.2299039552499997,0,1224.6563398070002,0]
["1995-10-27",1995,300,{"$f":"VLOOKUP($A3590,Rainfall!$D$3:$Q$10959,Hydrology!$D$1,FALSE)","v":0},{"$f":"MAX((D3590-'Farm data entry'!$D$24)*'Farm data entry'!$D$23,0)*10*'Farm data entry'!$D$10","v":0},{"$f":"AND(C3590>='Farm data entry'!$E$15,Hydrology!C3590<='Farm data entry'!$E$16)","v":true},0,{"$f":"VLOOKUP($A3590,ETo!$A$3:$N$10959,Hydrology!$D$1,FALSE)","v":0.57137070000000001},{"$f":"(H3590*'Farm data entry'!$D$25)","v":0.39995948999999997},{"$f":"kc(C3590,Kc!$E$9:$H$9,Kc!$I$9:$K$9)","v":0.125},4.9994936249999997E-2,{"$f":"K3590*10*'Farm data entry'!$E$22","v":0.99989872499999999},{"$f":"(L3590*'Farm data entry'!$D$14)","v":0.14998480875},1.14988353375,1.14988353375,0,955.53301654074994,0,1.14988353375,0,1258.8396458788502,0,1.14988353375,0,1258.8396458788502,0]
["1995-11-01",1995,305,{"$f":"VLOOKUP($A3595,Rainfall!$D$3:$Q$10959,Hydrology!$D$1,FALSE)","v":0},{"$f":"MAX((D3595-'Farm data entry'!$D$24)*'Farm data entry'!$D$23,0)*10*'Farm data entry'!$D$10","v":0},{"$f":"AND(C3595>='Farm data entry'!$E$15,Hydrology!C3595<='Farm data entry'!$E$16)","v":false},0,{"$f":"VLOOKUP($A3595,ETo!$A$3:$N$10959,Hydrology!$D$1,FALSE)","v":0},{"$f":"(H3595*'Farm data entry'!$D$25)","v":0},{"$f":"kc(C3595,Kc!$E$9:$H$9,Kc!$I$9:$K$9)","v":0},0,{"$f":"K3595*10*'Farm data entry'!$E$22","v":0},{"$f":"(L3595*'Farm data entry'!$D$14)","v":0},0,0,0,954.89960811492494,0,0,0,1258.2062374530253,0,0,0,1258.2062374530253,0]
["1995-11-16",1995,320,{"$f":"VLOOKUP($A3610,Rainfall!$D$3:$Q$10959,Hydrology!$D$1,FALSE)","v":1.9000001088},{"$f":"MAX((D3610-'Farm data entry'!$D$24)*'Farm data entry'!$D$23,0)*10*'Farm data entry'!$D$10","v":0},{"$f":"AND(C3610>='Farm data entry'!$E$15,Hydrology!C3610<='Farm data entry'!$E$16)","v":false},0,{"$f":"VLOOKUP($A3610,ETo!$A$3:$N$10959,Hydrology!$D$1,FALSE)","v":0.39555299999999999},{"$f":"(H3610*'Farm data entry'!$D$25)","v":0.2768871},{"$f":"kc(C3610,Kc!$E$9:$H$9,Kc!$I$9:$K$9)","v":0},0,{"$f":"K3610*10*'Farm data entry'!$E$22","v":0},{"$f":"(L3610*'Farm data entry'!$D$14)","v":0},0,0,0,954.89960811492494,0,0,0,1258.2062374530253,0,0,0,1258.2062374530253,0]
["1995-11-26",1995,330,{"$f":"VLOOKUP($A3620,Rainfall!$D$3:$Q$10959,Hydrology!$D$1,FALSE)","v":1.9999999872000001},{"$f":"MAX((D3620-'Farm data entry'!$D$24)*'Farm data entry'!$D$23,0)*10*'Farm data entry'!$D$10","v":0},{"$f":"AND(C3620>='Farm data entry'!$E$15,Hydrology!C3620<='Farm data entry'!$E$16)","v":false},0,{"$f":"VLOOKUP($A3620,ETo!$A$3:$N$10959,Hydrology!$D$1,FALSE)","v":0.13905646999999999},{"$f":"(H3620*'Farm data entry'!$D$25)","v":9.733952899999998E-2},{"$f":"kc(C3620,Kc!$E$9:$H$9,Kc!$I$9:$K$9)","v":0},0,{"$f":"K3620*10*'Farm data entry'!$E$22","v":0},{"$f":"(L3620*'Farm data entry'!$D$14)","v":0},0,0,0,954.89960811492494,0,0,0,1258.2062374530253,0,0,0,1258.2062374530253,0]
["1995-12-07",1995,341,{"$f":"VLOOKUP($A3631,Rainfall!$D$3:$Q$10959,Hydrology!$D$1,FALSE)","v":9.9999999360000008E-2},{"$f":"MAX((D3631-'Farm data entry'!$D$24)*'Farm data entry'!$D$23,0)*10*'Farm data entry'!$D$10","v":0},{"$f":"AND(C3631>='Farm data entry'!$E$15,Hydrology!C3631<='Farm data entry'!$E$16)","v":false},0,{"$f":"VLOOKUP($A3631,ETo!$A$3:$N$10959,Hydrology!$D$1,FALSE)","v":5.5834926999999999E-2},{"$f":"(H3631*'Farm data entry'!$D$25)","v":3.9084448899999999E-2},{"$f":"kc(C3631,Kc!$E$9:$H$9,Kc!$I$9:$K$9)","v":0},0,{"$f":"K3631*10*'Farm data entry'!$E$22","v":0},{"$f":"(L3631*'Farm data entry'!$D$14)","v":0},0,0,0,954.89960811492494,0,0,0,1258.2062374530253,0,0,0,1258.2062374530253,0]
["1995-12-12",1995,346,{"$f":"VLOOKUP($A3636,Rainfall!$D$3:$Q$10959,Hydrology!$D$1,FALSE)","v":0.70000001280000002},{"$f":"MAX((D3636-'Farm data entry'!$D$24)*'Farm data entry'!$D$23,0)*10*'Farm data entry'!$D$10","v":0},{"$f":"AND(C3636>='Farm data entry'!$E$15,Hydrology!C3636<='Farm data entry'!$E$16)","v":false},0,{"$f":"VLOOKUP($A3636,ETo!$A$3:$N$10959,Hydrology!$D$1,FALSE)","v":0},{"$f":"(H3636*'Farm data entry'!$D$25)","v":0},{"$f":"kc(C3636,Kc!$E$9:$H$9,Kc!$I$9:$K$9)","v":0},0,{"$f":"K3636*10*'Farm data entry'!$E$22","v":0},{"$f":"(L3636*'Farm data entry'!$D$14)","v":0},0,0,0,954.89960811492494,0,0,0,1258.2062374530253,0,0,0,1258.2062374530253,0]
["1995-12-23",1995,357,{"$f":"VLOOKUP($A3647,Rainfall!$D$3:$Q$10959,Hydrology!$D$1,FALSE)","v":11.200000032},{"$f":"MAX((D3647-'Farm data entry'!$D$24)*'Farm data entry'!$D$23,0)*10*'Farm data entry'!$D$10","v":174.80000060799998},{"$f":"AND(C3647>='Farm data entry'!$E$15,Hydrology!C3647<='Farm data entry'!$E$16)","v":false},0,{"$f":"VLOOKUP($A3647,ETo!$A$3:$N$10959,Hydrology!$D$1,FALSE)","v":4.7346864000000002E-2},{"$f":"(H3647*'Farm data entry'!$D$25)","v":3.3142804800000002E-2},{"$f":"kc(C3647,Kc!$E$9:$H$9,Kc!$I$9:$K$9)","v":0},0,{"$f":"K3647*10*'Farm data entry'!$E$22","v":0},{"$f":"(L3647*'Farm data entry'!$D$14)","v":0},0,0,0,954.89960811492494,0,0,0,1258.2062374530253,0,0,0,1258.2062374530253,0]
["1995-12-27",1995,361,{"$f":"VLOOKUP($A3651,Rainfall!$D$3:$Q$10959,Hydrology!$D$1,FALSE)","v":0},{"$f":"MAX((D3651-'Farm data entry'!$D$24)*'Farm data entry'!$D$23,0)*10*'Farm data entry'!$D$10","v":0},{"$f":"AND(C3651>='Farm data entry'!$E$15,Hydrology!C3651<='Farm data entry'!$E$16)","v":false},0,{"$f":"VLOOKUP($A3651,ETo!$A$3:$N$10959,Hydrology!$D$1,FALSE)","v":0},{"$f":"(H3651*'Farm data entry'!$D$25)","v":0},{"$f":"kc(C3651,Kc!$E$9:$H$9,Kc!$I$9:$K$9)","v":0},0,{"$f":"K3651*10*'Farm data entry'!$E$22","v":0},{"$f":"(L3651*'Farm data entry'!$D$14)","v":0},0,0,0,954.89960811492494,0,0,0,1258.2062374530253,0,0,0,1258.2062374530253,0]
["1996-01-11",1996,11,{"$f":"VLOOKUP($A3666,Rainfall!$D$3:$Q$10959,Hydrology!$D$1,FALSE)","v":4.1999999040000002},{"$f":"MAX((D3666-'Farm data entry'!$D$24)*'Farm data entry'!$D$23,0)*10*'Farm data entry'!$D$10","v":41.799998176000003},{"$f":"AND(C3666>='Farm data entry'!$E$15,Hydrology!C3666<='Farm data entry'!$E$16)","v":false},0,{"$f":"VLOOKUP($A3666,ETo!$A$3:$N$10959,Hydrology!$D$1,FALSE)","v":0.2405098},{"$f":"(H3666*'Farm data entry'!$D$25)","v":0.16835686},{"$f":"kc(C3666,Kc!$E$9:$H$9,Kc!$I$9:$K$9)","v":0},0,{"$f":"K3666*10*'Farm data entry'!$E$22","v":0},{"$f":"(L3666*'Farm data entry'!$D$14)","v":0},0,0,0,954.89960811492494,0,0,0,1258.2062374530253,0,0,0,1258.2062374530253,0]
["1996-01-20",1996,20,{"$f":"VLOOKUP($A3675,Rainfall!$D$3:$Q$10959,Hydrology!$D$1,FALSE)","v":0.30000000671999999},{"$f":"MAX((D3675-'Farm data entry'!$D$24)*'Farm data entry'!$D$23,0)*10*'Farm data entry'!$D$10","v":0},{"$f":"AND(C3675>='Farm data entry'!$E$15,Hydrology!C3675<='Farm data entry'!$E$16)","v":false},0,{"$f":"VLOOKUP($A3675,ETo!$A$3:$N$10959,Hydrology!$D$1,FALSE)","v":0.20044808},{"$f":"(H3675*'Farm data entry'!$D$25)","v":0.14031365599999998},{"$f":"kc(C3675,Kc!$E$9:$H$9,Kc!$I$9:$K$9)","v":0},0,{"$f":"K3675*10*'Farm data entry'!$E$22","v":0},{"$f":"(L3675*'Farm data entry'!$D$14)","v":0},0,0,0,954.89960811492494,0,0,0,1258.2062374530253,0,0,0,1258.2062374530253,0]
["1996-01-26",1996,26,{"$f":"VLOOKUP($A3681,Rainfall!$D$3:$Q$10959,Hydrology!$D$1,FALSE)","v":0.60000000480000004},{"$f":"MAX((D3681-'Farm data entry'!$D$24)*'Farm data entry'!$D$23,0)*10*'Farm data entry'!$D$10","v":0},{"$f":"AND(C3681>='Farm data entry'!$E$15,Hydrology!C3681<='Farm data entry'!$E$16)","v":false},0,{"$f":"VLOOKUP($A3681,ETo!$A$3:$N$10959,Hydrology!$D$1,FALSE)","v":0.48427215000000001},{"$f":"(H3681*'Farm data entry'!$D$25)","v":0.338990505},{"$f":"kc(C3681,Kc!$E$9:$H$9,Kc!$I$9:$K$9)","v":0},0,{"$f":"K3681*10*'Farm data entry'!$E$22","v":0},{"$f":"(L3681*'Farm data entry'!$D$14)","v":0},0,0,0,954.89960811492494,0,0,0,1258.2062374530253,0,0,0,1258.2062374530253,0]
["1996-02-10",1996,41,{"$f":"VLOOKUP($A3696,Rainfall!$D$3:$Q$10959,Hydrology!$D$1,FALSE)","v":2.6000000352000003},{"$f":"MAX((D3696-'Farm data entry'!$D$24)*'Farm data entry'!$D$23,0)*10*'Farm data entry'!$D$10","v":11.400000668800006},{"$f":"AND(C3696>='Farm data entry'!$E$15,Hydrology!C3696<='Farm data entry'!$E$16)","v":false},0,{"$f":"VLOOKUP($A3696,ETo!$A$3:$N$10959,Hydrology!$D$1,FALSE)","v":0.62507440000000003},{"$f":"(H3696*'Farm data entry'!$D$25)","v":0.43755208000000001},{"$f":"kc(C3696,Kc!$E$9:$H$9,Kc!$I$9:$K$9)","v":0},0,{"$f":"K3696*10*'Farm data entry'!$E$22","v":0},{"$f":"(L3696*'Farm data entry'!$D$14)","v":0},0,0,0,954.89960811492494,0,0,0,1258.2062374530253,0,0,0,1258.2062374530253,0]
["1996-02-21",1996,52,{"$f":"VLOOKUP($A3707,Rainfall!$D$3:$Q$10959,Hydrology!$D$1,FALSE)","v":9.9999999360000008E-2},{"$f":"MAX((D3707-'Farm data entry'!$D$24)*'Farm data entry'!$D$23,0)*10*'Farm data entry'!$D$10","v":0},{"$f":"AND(C3707>='Farm data entry'!$E$15,Hydrology!C3707<='Farm data entry'!$E$16)","v":false},0,{"$f":"VLOOKUP($A3707,ETo!$A$3:$N$10959,Hydrology!$D$1,FALSE)","v":0.66218659999999996},{"$f":"(H3707*'Farm data entry'!$D$25)","v":0.46353061999999995},{"$f":"kc(C3707,Kc!$E$9:$H$9,Kc!$I$9:$K$9)","v":0},0,{"$f":"K3707*10*'Farm data entry'!$E$22","v":0},{"$f":"(L3707*'Farm data entry'!$D$14)","v":0},0,0,0,954.89960811492494,0,0,0,1258.2062374530253,0,0,0,1258.2062374530253,0]
["1996-02-26",1996,57,{"$f":"VLOOKUP($A3712,Rainfall!$D$3:$Q$10959,Hydrology!$D$1,FALSE)","v":0},{"$f":"MAX((D3712-'Farm data entry'!$D$24)*'Farm data entry'!$D$23,0)*10*'Farm data entry'!$D$10","v":0},{"$f":"AND(C3712>='Farm data entry'!$E$15,Hydrology!C3712<='Farm data entry'!$E$16)","v":false},0,{"$f":"VLOOKUP($A3712,ETo!$A$3:$N$10959,Hydrology!$D$1,FALSE)","v":0.70981530000000004},{"$f":"(H3712*'Farm data entry'!$D$25)","v":0.49687070999999999},{"$f":"kc(C3712,Kc!$E$9:$H$9,Kc!$I$9:$K$9)","v":0},0,{"$f":"K3712*10*'Farm data entry'!$E$22","v":0},{"$f":"(L3712*'Farm data entry'!$D$14)","v":0},0,0,0,954.89960811492494,0,0,0,1258.2062374530253,0,0,0,1258.2062374530253,0]
["1996-03-11",1996,71,{"$f":"VLOOKUP($A3726,Rainfall!$D$3:$Q$10959,Hydrology!$D$1,FALSE)","v":0},{"$f":"MAX((D3726-'Farm data entry'!$D$24)*'Farm data entry'!$D$23,0)*10*'Farm data entry'!$D$10","v":0},{"$f":"AND(C3726>='Farm data entry'!$E$15,Hydrology!C3726<='Farm data entry'!$E$16)","v":true},0,{"$f":"VLOOKUP($A3726,ETo!$A$3:$N$10959,Hydrology!$D$1,FALSE)","v":0.61935379999999995},{"$f":"(H3726*'Farm data entry'!$D$25)","v":0.43354765999999995},{"$f":"kc(C3726,Kc!$E$9:$H$9,Kc!$I$9:$K$9)","v":0},0,{"$f":"K3726*10*'Farm data entry'!$E$22","v":0},{"$f":"(L3726*'Farm data entry'!$D$14)","v":0},0,0,0,1000,0,0,0,1336.1062390946254,0,0,0,1336.1062390946254,0]
["1996-03-22",1996,82,{"$f":"VLOOKUP($A3737,Rainfall!$D$3:$Q$10959,Hydrology!$D$1,FALSE)","v":5.6999998080000003},{"$f":"MAX((D3737-'Farm data entry'!$D$24)*'Farm data entry'!$D$23,0)*10*'Farm data entry'!$D$10","v":70.299996352000008},{"$f":"AND(C3737>='Farm data entry'!$E$15,Hydrology!C3737<='Farm data entry'!$E$16)","v":true},70.299996352000008,{"$f":"VLOOKUP($A3737,ETo!$A$3:$N$10959,Hydrology!$D$1,FALSE)","v":0.52723509999999996},{"$f":"(H3737*'Farm data entry'!$D$25)","v":0.36906456999999993},{"$f":"kc(C3737,Kc!$E$9:$H$9,Kc!$I$9:$K$9)","v":0},0,{"$f":"K3737*10*'Farm data entry'!$E$22","v":0},{"$f":"(L3737*'Farm data entry'!$D$14)","v":0},0,0,70.299996352000107,1000,0,0,0,1566.0062313122255,0,0,0,1566.0062313122255,0]
["1996-03-30",1996,90,{"$f":"VLOOKUP($A3745,Rainfall!$D$3:$Q$10959,Hydrology!$D$1,FALSE)","v":0},{"$f":"MAX((D3745-'Farm data entry'!$D$24)*'Farm data entry'!$D$23,0)*10*'Farm data entry'!$D$10","v":0},{"$f":"AND(C3745>='Farm data entry'!$E$15,Hydrology!C3745<='Farm data entry'!$E$16)","v":true},0,{"$f":"VLOOKUP($A3745,ETo!$A$3:$N$10959,Hydrology!$D$1,FALSE)","v":1.3021824},{"$f":"(H3745*'Farm data entry'!$D$25)","v":0.91152767999999995},{"$f":"kc(C3745,Kc!$E$9:$H$9,Kc!$I$9:$K$9)","v":0},0,{"$f":"K3745*10*'Farm data entry'!$E$22","v":0},{"$f":"(L3745*'Farm data entry'!$D$14)","v":0},0,0,0,1000,0,0,0,1718.0062300962254,0,0,0,1718.0062300962254,0]
["1996-04-06",1996,97,{"$f":"VLOOKUP($A3752,Rainfall!$D$3:$Q$10959,Hydrology!$D$1,FALSE)","v":0},{"$f":"MAX((D3752-'Farm data entry'!$D$24)*'Farm data entry'!$D$23,0)*10*'Farm data entry'!$D$10","v":0},{"$f":"AND(C3752>='Farm data entry'!$E$15,Hydrology!C3752<='Farm data entry'!$E$16)","v":true},0,{"$f":"VLOOKUP($A3752,ETo!$A$3:$N$10959,Hydrology!$D$1,FALSE)","v":0.86492500000000005},{"$f":"(H3752*'Farm data entry'!$D$25)","v":0.60544750000000003},{"$f":"kc(C3752,Kc!$E$9:$H$9,Kc!$I$9:$K$9)","v":0.4147058823529412},0.2510826397058824,{"$f":"K3752*10*'Farm data entry'!$E$22","v":5.0216527941176476},{"$f":"(L3752*'Farm data entry'!$D$14)","v":0.7532479191176471},5.7749007132352945,5.7749007132352945,0,939.07603649585292,0,5.7749007132352945,0,1657.0822665920784,0,5.7749007132352945,0,1657.0822665920784,0]
["1996-04-21",1996,112,{"$f":"VLOOKUP($A3767,Rainfall!$D$3:$Q$10959,Hydrology!$D$1,FALSE)","v":9.9999999360000008E-2},{"$f":"MAX((D3767-'Farm data entry'!$D$24)*'Farm data entry'!$D$23,0)*10*'Farm data entry'!$D$10","v":0},{"$f":"AND(C3767>='Farm data entry'!$E$15,Hydrology!C3767<='Farm data entry'!$E$16)","v":true},0,{"$f":"VLOOKUP($A3767,ETo!$A$3:$N$10959,Hydrology!$D$1,FALSE)","v":3.6105108000000001},{"$f":"(H3767*'Farm data entry'!$D$25)","v":2.52735756},{"$f":"kc(C3767,Kc!$E$9:$H$9,Kc!$I$9:$K$9)","v":0.45882352941176474},1.159611115764706,{"$f":"K3767*10*'Farm data entry'!$E$22","v":23.192222315294121},{"$f":"(L3767*'Farm data entry'!$D$14)","v":3.4788333472941182},26.671055662588238,26.671055662588238,0,860.81236176905884,0,26.671055662588238,0,1602.1426271565495,0,26.671055662588238,0,1602.1426271565495,0]
["1996-04-26",1996,117,{"$f":"VLOOKUP($A3772,Rainfall!$D$3:$Q$10959,Hydrology!$D$1,FALSE)","v":0},{"$f":"MAX((D3772-'Farm data entry'!$D$24)*'Farm data entry'!$D$23,0)*10*'Farm data entry'!$D$10","v":0},{"$f":"AND(C3772>='Farm data entry'!$E$15,Hydrology!C3772<='Farm data entry'!$E$16)","v":true},0,{"$f":"VLOOKUP($A3772,ETo!$A$3:$N$10959,Hydrology!$D$1,FALSE)","v":2.5681193000000002},{"$f":"(H3772*'Farm data entry'!$D$25)","v":1.7976835099999999},{"$f":"kc(C3772,Kc!$E$9:$H$9,Kc!$I$9:$K$9)","v":0.47352941176470592},0.85125601502941184,{"$f":"K3772*10*'Farm data entry'!$E$22","v":17.025120300588238},{"$f":"(L3772*'Farm data entry'!$D$14)","v":2.5537680450882356},19.578888345676475,19.578888345676475,0,876.24190754477638,0,19.578888345676475,0,1617.5721729322672,0,19.578888345676475,0,1617.5721729322672,0]
["1996-05-10",1996,131,{"$f":"VLOOKUP($A3786,Rainfall!$D$3:$Q$10959,Hydrology!$D$1,FALSE)","v":0},{"$f":"MAX((D3786-'Farm data entry'!$D$24)*'Farm data entry'!$D$23,0)*10*'Farm data entry'!$D$10","v":0},{"$f":"AND(C3786>='Farm data entry'!$E$15,Hydrology!C3786<='Farm data entry'!$E$16)","v":true},0,{"$f":"VLOOKUP($A3786,ETo!$A$3:$N$10959,Hydrology!$D$1,FALSE)","v":1.9690536999999999},{"$f":"(H3786*'Farm data entry'!$D$25)","v":1.3783375899999999},{"$f":"kc(C3786,Kc!$E$9:$H$9,Kc!$I$9:$K$9)","v":0.51470588235294112},0.70943846544117639,{"$f":"K3786*10*'Farm data entry'!$E$22","v":14.188769308823527},{"$f":"(L3786*'Farm data entry'!$D$14)","v":2.1283153963235288},16.317084705147057,16.317084705147057,0,617.62805762974699,0,16.317084705147057,0,1358.9583230172377,0,16.317084705147057,0,1358.9583230172377,0]
["1996-05-11",1996,132,{"$f":"VLOOKUP($A3787,Rainfall!$D$3:$Q$10959,Hydrology!$D$1,FALSE)","v":0},{"$f":"MAX((D3787-'Farm data entry'!$D$24)*'Farm data entry'!$D$23,0)*10*'Farm data entry'!$D$10","v":0},{"$f":"AND(C3787>='Farm data entry'!$E$15,Hydrology!C3787<='Farm data entry'!$E$16)","v":true},0,{"$f":"VLOOKUP($A3787,ETo!$A$3:$N$10959,Hydrology!$D$1,FALSE)","v":1.4653902000000001},{"$f":"(H3787*'Farm data entry'!$D$25)","v":1.0257731400000001},{"$f":"kc(C3787,Kc!$E$9:$H$9,Kc!$I$9:$K$9)","v":0.51764705882352935},0.53098844894117647,{"$f":"K3787*10*'Farm data entry'!$E$22","v":10.619768978823529},{"$f":"(L3787*'Farm data entry'!$D$14)","v":1.5929653468235294},12.212734325647059,12.212734325647059,0,605.41532330409996,0,12.212734325647059,0,1346.7455886915907,0,12.212734325647059,0,1346.7455886915907,0]
["1996-05-22",1996,143,{"$f":"VLOOKUP($A3798,Rainfall!$D$3:$Q$10959,Hydrology!$D$1,FALSE)","v":4.5999999360000006},{"$f":"MAX((D3798-'Farm data entry'!$D$24)*'Farm data entry'!$D$23,0)*10*'Farm data entry'!$D$10","v":49.399998784000012},{"$f":"AND(C3798>='Farm data entry'!$E$15,Hydrology!C3798<='Farm data entry'!$E$16)","v":true},49.399998784000012,{"$f":"VLOOKUP($A3798,ETo!$A$3:$N$10959,Hydrology!$D$1,FALSE)","v":1.2112510999999999},{"$f":"(H3798*'Farm data entry'!$D$25)","v":0.84787576999999992},{"$f":"kc(C3798,Kc!$E$9:$H$9,Kc!$I$9:$K$9)","v":0.55000000000000004},0.46633167349999999,{"$f":"K3798*10*'Farm data entry'!$E$22","v":9.3266334699999991},{"$f":"(L3798*'Farm data entry'!$D$14)","v":1.3989950204999999},10.725628490499998,10.725628490499998,0,620.06744555004104,0,10.725628490499998,0,1361.3977109375319,0,10.725628490499998,0,1361.3977109375319,0]
["1996-06-03",1996,155,{"$f":"VLOOKUP($A3810,Rainfall!$D$3:$Q$10959,Hydrology!$D$1,FALSE)","v":0.39999998880000004},{"$f":"MAX((D3810-'Farm data entry'!$D$24)*'Farm data entry'!$D$23,0)*10*'Farm data entry'!$D$10","v":0},{"$f":"AND(C3810>='Farm data entry'!$E$15,Hydrology!C3810<='Farm data entry'!$E$16)","v":true},0,{"$f":"VLOOKUP($A3810,ETo!$A$3:$N$10959,Hydrology!$D$1,FALSE)","v":3.3970273},{"$f":"(H3810*'Farm data entry'!$D$25)","v":2.3779191099999997},{"$f":"kc(C3810,Kc!$E$9:$H$9,Kc!$I$9:$K$9)","v":0.58529411764705885},1.3917820673235293,{"$f":"K3810*10*'Farm data entry'!$E$22","v":27.835641346470585},{"$f":"(L3810*'Farm data entry'!$D$14)","v":4.1753462019705871},32.010987548441172,32.010987548441172,0,526.11349322175272,0,32.010987548441172,0,1267.4437586092438,0,32.010987548441172,0,1267.4437586092438,0]
["1996-06-10",1996,162,{"$f":"VLOOKUP($A3817,Rainfall!$D$3:$Q$10959,Hydrology!$D$1,FALSE)","v":8.1},{"$f":"MAX((D3817-'Farm data entry'!$D$24)*'Farm data entry'!$D$23,0)*10*'Farm data entry'!$D$10","v":115.89999999999998},{"$f":"AND(C3817>='Farm data entry'!$E$15,Hydrology!C3817<='Farm data entry'!$E$16)","v":true},115.89999999999998,{"$f":"VLOOKUP($A3817,ETo!$A$3:$N$10959,Hydrology!$D$1,FALSE)","v":3.1489617999999999},{"$f":"(H3817*'Farm data entry'!$D$25)","v":2.2042732599999999},{"$f":"kc(C3817,Kc!$E$9:$H$9,Kc!$I$9:$K$9)","v":0.60588235294117654},1.3355302692941178,{"$f":"K3817*10*'Farm data entry'!$E$22","v":26.710605385882356},{"$f":"(L3817*'Farm data entry'!$D$14)","v":4.0065908078823531},30.71719619376471,30.71719619376471,0,490.12198718437037,0,30.71719619376471,0,1231.4522525718612,0,30.71719619376471,0,1231.4522525718612,0]
["1996-06-21",1996,173,{"$f":"VLOOKUP($A3828,Rainfall!$D$3:$Q$10959,Hydrology!$D$1,FALSE)","v":0},{"$f":"MAX((D3828-'Farm data entry'!$D$24)*'Farm data entry'!$D$23,0)*10*'Farm data entry'!$D$10","v":0},{"$f":"AND(C3828>='Farm data entry'!$E$15,Hydrology!C3828<='Farm data entry'!$E$16)","v":true},0,{"$f":"VLOOKUP($A3828,ETo!$A$3:$N$10959,Hydrology!$D$1,FALSE)","v":2.5400073999999999},{"$f":"(H3828*'Farm data entry'!$D$25)","v":1.7780051799999999},{"$f":"kc(C3828,Kc!$E$9:$H$9,Kc!$I$9:$K$9)","v":0.63823529411764701},1.1347856589999998,{"$f":"K3828*10*'Farm data entry'!$E$22","v":22.695713179999998},{"$f":"(L3828*'Farm data entry'!$D$14)","v":3.4043569769999995},26.100070156999998,26.100070156999998,0,101.33457091673506,0,26.100070156999998,0,842.66483630422579,0,26.100070156999998,0,842.66483630422579,0]
["1996-07-06",1996,188,{"$f":"VLOOKUP($A3843,Rainfall!$D$3:$Q$10959,Hydrology!$D$1,FALSE)","v":8.3000004480000005},{"$f":"MAX((D3843-'Farm data entry'!$D$24)*'Farm data entry'!$D$23,0)*10*'Farm data entry'!$D$10","v":119.700008512},{"$f":"AND(C3843>='Farm data entry'!$E$15,Hydrology!C3843<='Farm data entry'!$E$16)","v":true},119.700008512,{"$f":"VLOOKUP($A3843,ETo!$A$3:$N$10959,Hydrology!$D$1,FALSE)","v":2.3383216999999998},{"$f":"(H3843*'Farm data entry'!$D$25)","v":1.6368251899999997},{"$f":"kc(C3843,Kc!$E$9:$H$9,Kc!$I$9:$K$9)","v":0.68235294117647061},1.1168924825882351,{"$f":"K3843*10*'Farm data entry'!$E$22","v":22.337849651764703},{"$f":"(L3843*'Farm data entry'!$D$14)","v":3.3506774477647054},25.688527099529409,25.688527099529409,0,129.5685708974529,0,25.688527099529409,0,718.28174184411978,0,25.688527099529409,0,718.28174184411978,0]
["1996-07-10",1996,192,{"$f":"VLOOKUP($A3847,Rainfall!$D$3:$Q$10959,Hydrology!$D$1,FALSE)","v":0},{"$f":"MAX((D3847-'Farm data entry'!$D$24)*'Farm data entry'!$D$23,0)*10*'Farm data entry'!$D$10","v":0},{"$f":"AND(C3847>='Farm data entry'!$E$15,Hydrology!C3847<='Farm data entry'!$E$16)","v":true},0,{"$f":"VLOOKUP($A3847,ETo!$A$3:$N$10959,Hydrology!$D$1,FALSE)","v":3.9808235000000001},{"$f":"(H3847*'Farm data entry'!$D$25)","v":2.7865764500000001},{"$f":"kc(C3847,Kc!$E$9:$H$9,Kc!$I$9:$K$9)","v":0.69411764705882351},1.9342118888235293,{"$f":"K3847*10*'Farm data entry'!$E$22","v":38.684237776470589},{"$f":"(L3847*'Farm data entry'!$D$14)","v":5.8026356664705885},44.486873442941175,37.465320473158783,0,0,7.0215529697823911,44.486873442941175,0,581.69161797688457,0,44.486873442941175,0,581.69161797688457,0]
["1996-07-21",1996,203,{"$f":"VLOOKUP($A3858,Rainfall!$D$3:$Q$10959,Hydrology!$D$1,FALSE)","v":0},{"$f":"MAX((D3858-'Farm data entry'!$D$24)*'Farm data entry'!$D$23,0)*10*'Farm data entry'!$D$10","v":0},{"$f":"AND(C3858>='Farm data entry'!$E$15,Hydrology!C3858<='Farm data entry'!$E$16)","v":true},0,{"$f":"VLOOKUP($A3858,ETo!$A$3:$N$10959,Hydrology!$D$1,FALSE)","v":4.4152335999999996},{"$f":"(H3858*'Farm data entry'!$D$25)","v":3.0906635199999997},{"$f":"kc(C3858,Kc!$E$9:$H$9,Kc!$I$9:$K$9)","v":0.72647058823529409},2.2452761454117645,{"$f":"K3858*10*'Farm data entry'!$E$22","v":44.905522908235291},{"$f":"(L3858*'Farm data entry'!$D$14)","v":6.7358284362352938},51.641351344470586,0,0,0,51.641351344470586,51.641351344470586,0,134.72001939473745,0,51.641351344470586,0,134.72001939473745,0]
["1996-08-05",1996,218,{"$f":"VLOOKUP($A3873,Rainfall!$D$3:$Q$10959,Hydrology!$D$1,FALSE)","v":0},{"$f":"MAX((D3873-'Farm data entry'!$D$24)*'Farm data entry'!$D$23,0)*10*'Farm data entry'!$D$10","v":0},{"$f":"AND(C3873>='Farm data entry'!$E$15,Hydrology!C3873<='Farm data entry'!$E$16)","v":true},0,{"$f":"VLOOKUP($A3873,ETo!$A$3:$N$10959,Hydrology!$D$1,FALSE)","v":4.6700330000000001},{"$f":"(H3873*'Farm data entry'!$D$25)","v":3.2690231000000001},{"$f":"kc(C3873,Kc!$E$9:$H$9,Kc!$I$9:$K$9)","v":0.77058823529411757},2.5190707417647058,{"$f":"K3873*10*'Farm data entry'!$E$22","v":50.381414835294116},{"$f":"(L3873*'Farm data entry'!$D$14)","v":7.5572122252941174},57.938627060588232,0,0,0,57.938627060588232,0,0,0,57.938627060588232,0,0,0,57.938627060588232]
["1996-08-07",1996,220,{"$f":"VLOOKUP($A3875,Rainfall!$D$3:$Q$10959,Hydrology!$D$1,FALSE)","v":0},{"$f":"MAX((D3875-'Farm data entry'!$D$24)*'Farm data entry'!$D$23,0)*10*'Farm data entry'!$D$10","v":0},{"$f":"AND(C3875>='Farm data entry'!$E$15,Hydrology!C3875<='Farm data entry'!$E$16)","v":true},0,{"$f":"VLOOKUP($A3875,ETo!$A$3:$N$10959,Hydrology!$D$1,FALSE)","v":3.1532254000000002},{"$f":"(H3875*'Farm data entry'!$D$25)","v":2.2072577799999999},{"$f":"kc(C3875,Kc!$E$9:$H$9,Kc!$I$9:$K$9)","v":0.77647058823529413},1.7138707468235295,{"$f":"K3875*10*'Farm data entry'!$E$22","v":34.277414936470592},{"$f":"(L3875*'Farm data entry'!$D$14)","v":5.1416122404705886},39.419027176941178,0,0,0,39.419027176941178,0,0,0,39.419027176941178,0,0,0,39.419027176941178]
["1996-08-20",1996,233,{"$f":"VLOOKUP($A3888,Rainfall!$D$3:$Q$10959,Hydrology!$D$1,FALSE)","v":0},{"$f":"MAX((D3888-'Farm data entry'!$D$24)*'Farm data entry'!$D$23,0)*10*'Farm data entry'!$D$10","v":0},{"$f":"AND(C3888>='Farm data entry'!$E$15,Hydrology!C3888<='Farm data entry'!$E$16)","v":true},0,{"$f":"VLOOKUP($A3888,ETo!$A$3:$N$10959,Hydrology!$D$1,FALSE)","v":1.9953196},{"$f":"(H3888*'Farm data entry'!$D$25)","v":1.39672372},{"$f":"kc(C3888,Kc!$E$9:$H$9,Kc!$I$9:$K$9)","v":0.81470588235294117},1.1379190307058824,{"$f":"K3888*10*'Farm data entry'!$E$22","v":22.758380614117648},{"$f":"(L3888*'Farm data entry'!$D$14)","v":3.4137570921176472},26.172137706235297,0,0,0,26.172137706235297,0,0,0,26.172137706235297,0,0,0,26.172137706235297]
["1996-09-04",1996,248,{"$f":"VLOOKUP($A3903,Rainfall!$D$3:$Q$10959,Hydrology!$D$1,FALSE)","v":0},{"$f":"MAX((D3903-'Farm data entry'!$D$24)*'Farm data entry'!$D$23,0)*10*'Farm data entry'!$D$10","v":0},{"$f":"AND(C3903>='Farm data entry'!$E$15,Hydrology!C3903<='Farm data entry'!$E$16)","v":true},0,{"$f":"VLOOKUP($A3903,ETo!$A$3:$N$10959,Hydrology!$D$1,FALSE)","v":1.9063863000000001},{"$f":"(H3903*'Farm data entry'!$D$25)","v":1.33447041},{"$f":"kc(C3903,Kc!$E$9:$H$9,Kc!$I$9:$K$9)","v":0.85},1.1342998485,{"$f":"K3903*10*'Farm data entry'!$E$22","v":22.685996969999998},{"$f":"(L3903*'Farm data entry'!$D$14)","v":3.4028995454999995},26.088896515499997,26.088896515499997,0,538.07288465647059,0,26.088896515499997,0,538.07288465647059,0,26.088896515499997,0,538.07288465647059,0]
["1996-09-05",1996,249,{"$f":"VLOOKUP($A3904,Rainfall!$D$3:$Q$10959,Hydrology!$D$1,FALSE)","v":0},{"$f":"MAX((D3904-'Farm data entry'!$D$24)*'Farm data entry'!$D$23,0)*10*'Farm data entry'!$D$10","v":0},{"$f":"AND(C3904>='Farm data entry'!$E$15,Hydrology!C3904<='Farm data entry'!$E$16)","v":true},0,{"$f":"VLOOKUP($A3904,ETo!$A$3:$N$10959,Hydrology!$D$1,FALSE)","v":2.7627716000000002},{"$f":"(H3904*'Farm data entry'!$D$25)","v":1.9339401199999999},{"$f":"kc(C3904,Kc!$E$9:$H$9,Kc!$I$9:$K$9)","v":0.85},1.6438491019999999,{"$f":"K3904*10*'Farm data entry'!$E$22","v":32.876982040000001},{"$f":"(L3904*'Farm data entry'!$D$14)","v":4.9315473059999997},37.808529346,37.808529346,0,500.26435531047059,0,37.808529346,0,500.26435531047059,0,37.808529346,0,500.26435531047059,0]
["1996-09-22",1996,266,{"$f":"VLOOKUP($A3921,Rainfall!$D$3:$Q$10959,Hydrology!$D$1,FALSE)","v":0},{"$f":"MAX((D3921-'Farm data entry'!$D$24)*'Farm data entry'!$D$23,0)*10*'Farm data entry'!$D$10","v":0},{"$f":"AND(C3921>='Farm data entry'!$E$15,Hydrology!C3921<='Farm data entry'!$E$16)","v":true},0,{"$f":"VLOOKUP($A3921,ETo!$A$3:$N$10959,Hydrology!$D$1,FALSE)","v":1.0291889000000001},{"$f":"(H3921*'Farm data entry'!$D$25)","v":0.72043223000000001},{"$f":"kc(C3921,Kc!$E$9:$H$9,Kc!$I$9:$K$9)","v":0.85},0.61236739549999997,{"$f":"K3921*10*'Farm data entry'!$E$22","v":12.247347909999998},{"$f":"(L3921*'Farm data entry'!$D$14)","v":1.8371021864999997},14.084450096499998,14.084450096499998,0,136.38981211957056,0,14.084450096499998,0,136.38981211957056,0,14.084450096499998,0,136.38981211957056,0]
["1996-09-24",1996,268,{"$f":"VLOOKUP($A3923,Rainfall!$D$3:$Q$10959,Hydrology!$D$1,FALSE)","v":0},{"$f":"MAX((D3923-'Farm data entry'!$D$24)*'Farm data entry'!$D$23,0)*10*'Farm data entry'!$D$10","v":0},{"$f":"AND(C3923>='Farm data entry'!$E$15,Hydrology!C3923<='Farm data entry'!$E$16)","v":true},0,{"$f":"VLOOKUP($A3923,ETo!$A$3:$N$10959,Hydrology!$D$1,FALSE)","v":1.0947952000000001},{"$f":"(H3923*'Farm data entry'!$D$25)","v":0.76635664000000003},{"$f":"kc(C3923,Kc!$E$9:$H$9,Kc!$I$9:$K$9)","v":0.85},0.65140314399999999,{"$f":"K3923*10*'Farm data entry'!$E$22","v":13.02806288},{"$f":"(L3923*'Farm data entry'!$D$14)","v":1.9542094319999999},14.982272311999999,14.982272311999999,0,126.6577725105706,0,14.982272311999999,0,126.6577725105706,0,14.982272311999999,0,126.6577725105706,0]
["1996-10-05",1996,279,{"$f":"VLOOKUP($A3934,Rainfall!$D$3:$Q$10959,Hydrology!$D$1,FALSE)","v":0},{"$f":"MAX((D3934-'Farm data entry'!$D$24)*'Farm data entry'!$D$23,0)*10*'Farm data entry'!$D$10","v":0},{"$f":"AND(C3934>='Farm data entry'!$E$15,Hydrology!C3934<='Farm data entry'!$E$16)","v":true},0,{"$f":"VLOOKUP($A3934,ETo!$A$3:$N$10959,Hydrology!$D$1,FALSE)","v":1.3528378000000001},{"$f":"(H3934*'Farm data entry'!$D$25)","v":0.94698645999999997},{"$f":"kc(C3934,Kc!$E$9:$H$9,Kc!$I$9:$K$9)","v":0.65},0.61554119900000004,{"$f":"K3934*10*'Farm data entry'!$E$22","v":12.31082398},{"$f":"(L3934*'Farm data entry'!$D$14)","v":1.846623597},14.157447577000001,14.157447577000001,0,251.19156528492064,0,14.157447577000001,0,251.19156528492064,0,14.157447577000001,0,251.19156528492064,0]
["1996-10-16",1996,290,{"$f":"VLOOKUP($A3945,Rainfall!$D$3:$Q$10959,Hydrology!$D$1,FALSE)","v":0},{"$f":"MAX((D3945-'Farm data entry'!$D$24)*'Farm data entry'!$D$23,0)*10*'Farm data entry'!$D$10","v":0},{"$f":"AND(C3945>='Farm data entry'!$E$15,Hydrology!C3945<='Farm data entry'!$E$16)","v":true},0,{"$f":"VLOOKUP($A3945,ETo!$A$3:$N$10959,Hydrology!$D$1,FALSE)","v":1.0321426},{"$f":"(H3945*'Farm data entry'!$D$25)","v":0.72249982000000001},{"$f":"kc(C3945,Kc!$E$9:$H$9,Kc!$I$9:$K$9)","v":0.375},0.27093743250000002,{"$f":"K3945*10*'Farm data entry'!$E$22","v":5.4187486500000004},{"$f":"(L3945*'Farm data entry'!$D$14)","v":0.81281229750000006},6.2315609475000002,6.2315609475000002,0,186.69473874584565,0,6.2315609475000002,0,186.69473874584565,0,6.2315609475000002,0,186.69473874584565,0]
["1996-10-30",1996,304,{"$f":"VLOOKUP($A3959,Rainfall!$D$3:$Q$10959,Hydrology!$D$1,FALSE)","v":1.2000000096000001},{"$f":"MAX((D3959-'Farm data entry'!$D$24)*'Farm data entry'!$D$23,0)*10*'Farm data entry'!$D$10","v":0},{"$f":"AND(C3959>='Farm data entry'!$E$15,Hydrology!C3959<='Farm data entry'!$E$16)","v":true},0,{"$f":"VLOOKUP($A3959,ETo!$A$3:$N$10959,Hydrology!$D$1,FALSE)","v":0.71613000000000004},{"$f":"(H3959*'Farm data entry'!$D$25)","v":0.50129100000000004},{"$f":"kc(C3959,Kc!$E$9:$H$9,Kc!$I$9:$K$9)","v":2.5000000000000001E-2},1.2532275000000002E-2,{"$f":"K3959*10*'Farm data entry'!$E$22","v":0.25064550000000008},{"$f":"(L3959*'Farm data entry'!$D$14)","v":3.7596825000000007E-2},0.28824232500000008,0.28824232500000008,0,153.91153101759565,0,0.28824232500000008,0,153.91153101759565,0,0.28824232500000008,0,153.91153101759565,0]
["1996-11-04",1996,309,{"$f":"VLOOKUP($A3964,Rainfall!$D$3:$Q$10959,Hydrology!$D$1,FALSE)","v":0},{"$f":"MAX((D3964-'Farm data entry'!$D$24)*'Farm data entry'!$D$23,0)*10*'Farm data entry'!$D$10","v":0},{"$f":"AND(C3964>='Farm data entry'!$E$15,Hydrology!C3964<='Farm data entry'!$E$16)","v":false},0,{"$f":"VLOOKUP($A3964,ETo!$A$3:$N$10959,Hydrology!$D$1,FALSE)","v":0.89596880000000001},{"$f":"(H3964*'Farm data entry'!$D$25)","v":0.62717815999999993},{"$f":"kc(C3964,Kc!$E$9:$H$9,Kc!$I$9:$K$9)","v":0},0,{"$f":"K3964*10*'Farm data entry'!$E$22","v":0},{"$f":"(L3964*'Farm data entry'!$D$14)","v":0},0,0,0,153.91153101759565,0,0,0,153.91153101759565,0,0,0,153.91153101759565,0]
["1996-11-18",1996,323,{"$f":"VLOOKUP($A3978,Rainfall!$D$3:$Q$10959,Hydrology!$D$1,FALSE)","v":0},{"$f":"MAX((D3978-'Farm data entry'!$D$24)*'Farm data entry'!$D$23,0)*10*'Farm data entry'!$D$10","v":0},{"$f":"AND(C3978>='Farm data entry'!$E$15,Hydrology!C3978<='Farm data entry'!$E$16)","v":false},0,{"$f":"VLOOKUP($A3978,ETo!$A$3:$N$10959,Hydrology!$D$1,FALSE)","v":0.36637755999999999},{"$f":"(H3978*'Farm data entry'!$D$25)","v":0.25646429199999998},{"$f":"kc(C3978,Kc!$E$9:$H$9,Kc!$I$9:$K$9)","v":0},0,{"$f":"K3978*10*'Farm data entry'!$E$22","v":0},{"$f":"(L3978*'Farm data entry'!$D$14)","v":0},0,0,0,153.91153101759565,0,0,0,153.91153101759565,0,0,0,153.91153101759565,0]
["1996-11-29",1996,334,{"$f":"VLOOKUP($A3989,Rainfall!$D$3:$Q$10959,Hydrology!$D$1,FALSE)","v":0},{"$f":"MAX((D3989-'Farm data entry'!$D$24)*'Farm data entry'!$D$23,0)*10*'Farm data entry'!$D$10","v":0},{"$f":"AND(C3989>='Farm data entry'!$E$15,Hydrology!C3989<='Farm data entry'!$E$16)","v":false},0,{"$f":"VLOOKUP($A3989,ETo!$A$3:$N$10959,Hydrology!$D$1,FALSE)","v":0.48844244999999997},{"$f":"(H3989*'Farm data entry'!$D$25)","v":0.34190971499999995},{"$f":"kc(C3989,Kc!$E$9:$H$9,Kc!$I$9:$K$9)","v":0},0,{"$f":"K3989*10*'Farm data entry'!$E$22","v":0},{"$f":"(L3989*'Farm data entry'!$D$14)","v":0},0,0,0,153.91153101759565,0,0,0,153.91153101759565,0,0,0,153.91153101759565,0]
["1996-12-04",1996,339,{"$f":"VLOOKUP($A3994,Rainfall!$D$3:$Q$10959,Hydrology!$D$1,FALSE)","v":0},{"$f":"MAX((D3994-'Farm data entry'!$D$24)*'Farm data entry'!$D$23,0)*10*'Farm data entry'!$D$10","v":0},{"$f":"AND(C3994>='Farm data entry'!$E$15,Hydrology!C3994<='Farm data entry'!$E$16)","v":false},0,{"$f":"VLOOKUP($A3994,ETo!$A$3:$N$10959,Hydrology!$D$1,FALSE)","v":0.28061932000000001},{"$f":"(H3994*'Farm data entry'!$D$25)","v":0.196433524},{"$f":"kc(C3994,Kc!$E$9:$H$9,Kc!$I$9:$K$9)","v":0},0,{"$f":"K3994*10*'Farm data entry'!$E$22","v":0},{"$f":"(L3994*'Farm data entry'!$D$14)","v":0},0,0,0,153.91153101759565,0,0,0,153.91153101759565,0,0,0,153.91153101759565,0]
["1996-12-15",1996,350,{"$f":"VLOOKUP($A4005,Rainfall!$D$3:$Q$10959,Hydrology!$D$1,FALSE)","v":0},{"$f":"MAX((D4005-'Farm data entry'!$D$24)*'Farm data entry'!$D$23,0)*10*'Farm data entry'!$D$10","v":0},{"$f":"AND(C4005>='Farm data entry'!$E$15,Hydrology!C4005<='Farm data entry'!$E$16)","v":false},0,{"$f":"VLOOKUP($A4005,ETo!$A$3:$N$10959,Hydrology!$D$1,FALSE)","v":0.10807716000000001},{"$f":"(H4005*'Farm data entry'!$D$25)","v":7.5654011999999993E-2},{"$f":"kc(C4005,Kc!$E$9:$H$9,Kc!$I$9:$K$9)","v":0},0,{"$f":"K4005*10*'Farm data entry'!$E$22","v":0},{"$f":"(L4005*'Farm data entry'!$D$14)","v":0},0,0,0,153.91153101759565,0,0,0,153.91153101759565,0,0,0,153.91153101759565,0]
["1996-12-29",1996,364,{"$f":"VLOOKUP($A4019,Rainfall!$D$3:$Q$10959,Hydrology!$D$1,FALSE)","v":9.9999999360000008E-2},{"$f":"MAX((D4019-'Farm data entry'!$D$24)*'Farm data entry'!$D$23,0)*10*'Farm data entry'!$D$10","v":0},{"$f":"AND(C4019>='Farm data entry'!$E$15,Hydrology!C4019<='Farm data entry'!$E$16)","v":false},0,{"$f":"VLOOKUP($A4019,ETo!$A$3:$N$10959,Hydrology!$D$1,FALSE)","v":0.20632721000000001},{"$f":"(H4019*'Farm data entry'!$D$25)","v":0.144429047},{"$f":"kc(C4019,Kc!$E$9:$H$9,Kc!$I$9:$K$9)","v":0},0,{"$f":"K4019*10*'Farm data entry'!$E$22","v":0},{"$f":"(L4019*'Farm data entry'!$D$14)","v":0},0,0,0,153.91153101759565,0,0,0,153.91153101759565,0,0,0,153.91153101759565,0]
["1997-01-03",1997,3,{"$f":"VLOOKUP($A4024,Rainfall!$D$3:$Q$10959,Hydrology!$D$1,FALSE)","v":0},{"$f":"MAX((D4024-'Farm data entry'!$D$24)*'Farm data entry'!$D$23,0)*10*'Farm data entry'!$D$10","v":0},{"$f":"AND(C4024>='Farm data entry'!$E$15,Hydrology!C4024<='Farm data entry'!$E$16)","v":false},0,{"$f":"VLOOKUP($A4024,ETo!$A$3:$N$10959,Hydrology!$D$1,FALSE)","v":0.22785159999999999},{"$f":"(H4024*'Farm data entry'!$D$25)","v":0.15949611999999999},{"$f":"kc(C4024,Kc!$E$9:$H$9,Kc!$I$9:$K$9)","v":0},0,{"$f":"K4024*10*'Farm data entry'!$E$22","v":0},{"$f":"(L4024*'Farm data entry'!$D$14)","v":0},0,0,0,153.91153101759565,0,0,0,153.91153101759565,0,0,0,153.91153101759565,0]
["1997-01-14",1997,14,{"$f":"VLOOKUP($A4035,Rainfall!$D$3:$Q$10959,Hydrology!$D$1,FALSE)","v":0},{"$f":"MAX((D4035-'Farm data entry'!$D$24)*'Farm data entry'!$D$23,0)*10*'Farm data entry'!$D$10","v":0},{"$f":"AND(C4035>='Farm data entry'!$E$15,Hydrology!C4035<='Farm data entry'!$E$16)","v":false},0,{"$f":"VLOOKUP($A4035,ETo!$A$3:$N$10959,Hydrology!$D$1,FALSE)","v":0},{"$f":"(H4035*'Farm data entry'!$D$25)","v":0},{"$f":"kc(C4035,Kc!$E$9:$H$9,Kc!$I$9:$K$9)","v":0},0,{"$f":"K4035*10*'Farm data entry'!$E$22","v":0},{"$f":"(L4035*'Farm data entry'!$D$14)","v":0},0,0,0,153.91153101759565,0,0,0,153.91153101759565,0,0,0,153.91153101759565,0]
["1997-01-22",1997,22,{"$f":"VLOOKUP($A4043,Rainfall!$D$3:$Q$10959,Hydrology!$D$1,FALSE)","v":3.5999999423999998},{"$f":"MAX((D4043-'Farm data entry'!$D$24)*'Farm data entry'!$D$23,0)*10*'Farm data entry'!$D$10","v":30.399998905599993},{"$f":"AND(C4043>='Farm data entry'!$E$15,Hydrology!C4043<='Farm data entry'!$E$16)","v":false},0,{"$f":"VLOOKUP($A4043,ETo!$A$3:$N$10959,Hydrology!$D$1,FALSE)","v":0.10800327},{"$f":"(H4043*'Farm data entry'!$D$25)","v":7.5602288999999989E-2},{"$f":"kc(C4043,Kc!$E$9:$H$9,Kc!$I$9:$K$9)","v":0},0,{"$f":"K4043*10*'Farm data entry'!$E$22","v":0},{"$f":"(L4043*'Farm data entry'!$D$14)","v":0},0,0,0,153.91153101759565,0,0,0,153.91153101759565,0,0,0,153.91153101759565,0]
["1997-02-02",1997,33,{"$f":"VLOOKUP($A4054,Rainfall!$D$3:$Q$10959,Hydrology!$D$1,FALSE)","v":0.70000001280000002},{"$f":"MAX((D4054-'Farm data entry'!$D$24)*'Farm data entry'!$D$23,0)*10*'Farm data entry'!$D$10","v":0},{"$f":"AND(C4054>='Farm data entry'!$E$15,Hydrology!C4054<='Farm data entry'!$E$16)","v":false},0,{"$f":"VLOOKUP($A4054,ETo!$A$3:$N$10959,Hydrology!$D$1,FALSE)","v":0.14995074},{"$f":"(H4054*'Farm data entry'!$D$25)","v":0.10496551799999999},{"$f":"kc(C4054,Kc!$E$9:$H$9,Kc!$I$9:$K$9)","v":0},0,{"$f":"K4054*10*'Farm data entry'!$E$22","v":0},{"$f":"(L4054*'Farm data entry'!$D$14)","v":0},0,0,0,153.91153101759565,0,0,0,153.91153101759565,0,0,0,153.91153101759565,0]
["1997-02-13",1997,44,{"$f":"VLOOKUP($A4065,Rainfall!$D$3:$Q$10959,Hydrology!$D$1,FALSE)","v":0.60000000480000004},{"$f":"MAX((D4065-'Farm data entry'!$D$24)*'Farm data entry'!$D$23,0)*10*'Farm data entry'!$D$10","v":0},{"$f":"AND(C4065>='Farm data entry'!$E$15,Hydrology!C4065<='Farm data entry'!$E$16)","v":false},0,{"$f":"VLOOKUP($A4065,ETo!$A$3:$N$10959,Hydrology!$D$1,FALSE)","v":1.5080655000000001},{"$f":"(H4065*'Farm data entry'!$D$25)","v":1.0556458499999999},{"$f":"kc(C4065,Kc!$E$9:$H$9,Kc!$I$9:$K$9)","v":0},0,{"$f":"K4065*10*'Farm data entry'!$E$22","v":0},{"$f":"(L4065*'Farm data entry'!$D$14)","v":0},0,0,0,153.91153101759565,0,0,0,153.91153101759565,0,0,0,153.91153101759565,0]
["1997-02-18",1997,49,{"$f":"VLOOKUP($A4070,Rainfall!$D$3:$Q$10959,Hydrology!$D$1,FALSE)","v":2.0999999520000001},{"$f":"MAX((D4070-'Farm data entry'!$D$24)*'Farm data entry'!$D$23,0)*10*'Farm data entry'!$D$10","v":1.8999990880000019},{"$f":"AND(C4070>='Farm data entry'!$E$15,Hydrology!C4070<='Farm data entry'!$E$16)","v":false},0,{"$f":"VLOOKUP($A4070,ETo!$A$3:$N$10959,Hydrology!$D$1,FALSE)","v":1.3250162999999999},{"$f":"(H4070*'Farm data entry'!$D$25)","v":0.92751140999999993},{"$f":"kc(C4070,Kc!$E$9:$H$9,Kc!$I$9:$K$9)","v":0},0,{"$f":"K4070*10*'Farm data entry'!$E$22","v":0},{"$f":"(L4070*'Farm data entry'!$D$14)","v":0},0,0,0,153.91153101759565,0,0,0,153.91153101759565,0,0,0,153.91153101759565,0]
["1997-03-04",1997,63,{"$f":"VLOOKUP($A4084,Rainfall!$D$3:$Q$10959,Hydrology!$D$1,FALSE)","v":2.7},{"$f":"MAX((D4084-'Farm data entry'!$D$24)*'Farm data entry'!$D$23,0)*10*'Farm data entry'!$D$10","v":13.300000000000002},{"$f":"AND(C4084>='Farm data entry'!$E$15,Hydrology!C4084<='Farm data entry'!$E$16)","v":true},13.300000000000002,{"$f":"VLOOKUP($A4084,ETo!$A$3:$N$10959,Hydrology!$D$1,FALSE)","v":7.9112719999999997E-2},{"$f":"(H4084*'Farm data entry'!$D$25)","v":5.5378903999999993E-2},{"$f":"kc(C4084,Kc!$E$9:$H$9,Kc!$I$9:$K$9)","v":0},0,{"$f":"K4084*10*'Farm data entry'!$E$22","v":0},{"$f":"(L4084*'Farm data entry'!$D$14)","v":0},0,0,0,283.11153101759561,0,0,0,283.11153101759561,0,0,0,283.11153101759561,0]
["1997-03-15",1997,74,{"$f":"VLOOKUP($A4095,Rainfall!$D$3:$Q$10959,Hydrology!$D$1,FALSE)","v":0},{"$f":"MAX((D4095-'Farm data entry'!$D$24)*'Farm data entry'!$D$23,0)*10*'Farm data entry'!$D$10","v":0},{"$f":"AND(C4095>='Farm data entry'!$E$15,Hydrology!C4095<='Farm data entry'!$E$16)","v":true},0,{"$f":"VLOOKUP($A4095,ETo!$A$3:$N$10959,Hydrology!$D$1,FALSE)","v":1.3871369},{"$f":"(H4095*'Farm data entry'!$D$25)","v":0.97099582999999989},{"$f":"kc(C4095,Kc!$E$9:$H$9,Kc!$I$9:$K$9)","v":0},0,{"$f":"K4095*10*'Farm data entry'!$E$22","v":0},{"$f":"(L4095*'Farm data entry'!$D$14)","v":0},0,0,0,283.11153101759561,0,0,0,283.11153101759561,0,0,0,283.11153101759561,0]
["1997-03-20",1997,{"$f":"A4100-DATE(YEAR(A4100)-1,12,31)","v":79},{"$f":"VLOOKUP($A4100,Rainfall!$D$3:$Q$10959,Hydrology!$D$1,FALSE)","v":0},{"$f":"MAX((D4100-'Farm data entry'!$D$24)*'Farm data entry'!$D$23,0)*10*'Farm data entry'!$D$10","v":0},{"$f":"AND(C4100>='Farm data entry'!$E$15,Hydrology!C4100<='Farm data entry'!$E$16)","v":true},{"$f":"E4100*F4100","v":0},{"$f":"VLOOKUP($A4100,ETo!$A$3:$N$10959,Hydrology!$D$1,FALSE)","v":1.5796186999999999},{"$f":"(H4100*'Farm data entry'!$D$25)","v":1.10573309},{"$f":"kc(C4100,Kc!$E$9:$H$9,Kc!$I$9:$K$9)","v":0},{"$f":"(J4100*I4100)","v":0},{"$f":"K4100*10*'Farm data entry'!$E$22","v":0},{"$f":"(L4100*'Farm data entry'!$D$14)","v":0},0,{"$f":"MIN($N4100,Q4099+$G4100)","v":0},{"$f":"MAX(Q4099+$G4100-$N4100-P$1,0)","v":0},{"$f":"MIN(Q4099-O4100+$G4100,P$1)","v":283.11153101759561},0,0,0,283.11153101759561,0,0,0,283.11153101759561,0]
["1997-03-28",1997,87,{"$f":"VLOOKUP($A4108,Rainfall!$D$3:$Q$10959,Hydrology!$D$1,FALSE)","v":0},{"$f":"MAX((D4108-'Farm data entry'!$D$24)*'Farm data entry'!$D$23,0)*10*'Farm data entry'!$D$10","v":0},{"$f":"AND(C4108>='Farm data entry'!$E$15,Hydrology!C4108<='Farm data entry'!$E$16)","v":true},0,{"$f":"VLOOKUP($A4108,ETo!$A$3:$N$10959,Hydrology!$D$1,FALSE)","v":3.0240412000000001},{"$f":"(H4108*'Farm data entry'!$D$25)","v":2.1168288399999997},{"$f":"kc(C4108,Kc!$E$9:$H$9,Kc!$I$9:$K$9)","v":0},0,{"$f":"K4108*10*'Farm data entry'!$E$22","v":0},{"$f":"(L4108*'Farm data entry'!$D$14)","v":0},0,0,0,283.11153101759561,0,0,0,283.11153101759561,0,0,0,283.11153101759561,0]
["1997-04-14",1997,104,{"$f":"VLOOKUP($A4125,Rainfall!$D$3:$Q$10959,Hydrology!$D$1,FALSE)","v":0},{"$f":"MAX((D4125-'Farm data entry'!$D$24)*'Farm data entry'!$D$23,0)*10*'Farm data entry'!$D$10","v":0},{"$f":"AND(C4125>='Farm data entry'!$E$15,Hydrology!C4125<='Farm data entry'!$E$16)","v":true},0,{"$f":"VLOOKUP($A4125,ETo!$A$3:$N$10959,Hydrology!$D$1,FALSE)","v":1.1910594000000001},{"$f":"(H4125*'Farm data entry'!$D$25)","v":0.83374157999999998},{"$f":"kc(C4125,Kc!$E$9:$H$9,Kc!$I$9:$K$9)","v":0.43529411764705883},0.36292280541176469,{"$f":"K4125*10*'Farm data entry'!$E$22","v":7.2584561082352934},{"$f":"(L4125*'Farm data entry'!$D$14)","v":1.088768416235294},8.3472245244705867,8.3472245244705867,0,95.83977150236035,0,8.3472245244705867,0,95.83977150236035,0,8.3472245244705867,0,95.83977150236035,0]
["1997-04-19",1997,109,{"$f":"VLOOKUP($A4130,Rainfall!$D$3:$Q$10959,Hydrology!$D$1,FALSE)","v":0},{"$f":"MAX((D4130-'Farm data entry'!$D$24)*'Farm data entry'!$D$23,0)*10*'Farm data entry'!$D$10","v":0},{"$f":"AND(C4130>='Farm data entry'!$E$15,Hydrology!C4130<='Farm data entry'!$E$16)","v":true},0,{"$f":"VLOOKUP($A4130,ETo!$A$3:$N$10959,Hydrology!$D$1,FALSE)","v":2.0579252000000001},{"$f":"(H4130*'Farm data entry'!$D$25)","v":1.4405476399999999},{"$f":"kc(C4130,Kc!$E$9:$H$9,Kc!$I$9:$K$9)","v":0.45},0.64824643799999992,{"$f":"K4130*10*'Farm data entry'!$E$22","v":12.964928759999999},{"$f":"(L4130*'Farm data entry'!$D$14)","v":1.9447393139999998},14.909668073999999,14.909668073999999,0,21.994491979330942,0,14.909668073999999,0,21.994491979330942,0,14.909668073999999,0,21.994491979330942,0]
["1997-04-30",1997,120,{"$f":"VLOOKUP($A4141,Rainfall!$D$3:$Q$10959,Hydrology!$D$1,FALSE)","v":0},{"$f":"MAX((D4141-'Farm data entry'!$D$24)*'Farm data entry'!$D$23,0)*10*'Farm data entry'!$D$10","v":0},{"$f":"AND(C4141>='Farm data entry'!$E$15,Hydrology!C4141<='Farm data entry'!$E$16)","v":true},0,{"$f":"VLOOKUP($A4141,ETo!$A$3:$N$10959,Hydrology!$D$1,FALSE)","v":3.0349748000000001},{"$f":"(H4141*'Farm data entry'!$D$25)","v":2.12448236},{"$f":"kc(C4141,Kc!$E$9:$H$9,Kc!$I$9:$K$9)","v":0.4823529411764706},1.0247503148235295,{"$f":"K4141*10*'Farm data entry'!$E$22","v":20.495006296470592},{"$f":"(L4141*'Farm data entry'!$D$14)","v":3.0742509444705886},23.56925724094118,0,0,0,23.56925724094118,0,0,0,23.56925724094118,0,0,0,23.56925724094118]
["1997-05-13",1997,133,{"$f":"VLOOKUP($A4154,Rainfall!$D$3:$Q$10959,Hydrology!$D$1,FALSE)","v":0},{"$f":"MAX((D4154-'Farm data entry'!$D$24)*'Farm data entry'!$D$23,0)*10*'Farm data entry'!$D$10","v":0},{"$f":"AND(C4154>='Farm data entry'!$E$15,Hydrology!C4154<='Farm data entry'!$E$16)","v":true},0,{"$f":"VLOOKUP($A4154,ETo!$A$3:$N$10959,Hydrology!$D$1,FALSE)","v":3.4068084000000001},{"$f":"(H4154*'Farm data entry'!$D$25)","v":2.3847658799999998},{"$f":"kc(C4154,Kc!$E$9:$H$9,Kc!$I$9:$K$9)","v":0.52058823529411768},1.2414810610588236,{"$f":"K4154*10*'Farm data entry'!$E$22","v":24.829621221176474},{"$f":"(L4154*'Farm data entry'!$D$14)","v":3.7244431831764708},28.554064404352946,28.554064404352946,0,58.85732322260003,0,28.554064404352946,0,58.85732322260003,0,28.554064404352946,0,58.85732322260003,0]
["1997-05-15",1997,135,{"$f":"VLOOKUP($A4156,Rainfall!$D$3:$Q$10959,Hydrology!$D$1,FALSE)","v":1.3999999392},{"$f":"MAX((D4156-'Farm data entry'!$D$24)*'Farm data entry'!$D$23,0)*10*'Farm data entry'!$D$10","v":0},{"$f":"AND(C4156>='Farm data entry'!$E$15,Hydrology!C4156<='Farm data entry'!$E$16)","v":true},0,{"$f":"VLOOKUP($A4156,ETo!$A$3:$N$10959,Hydrology!$D$1,FALSE)","v":1.8751378000000001},{"$f":"(H4156*'Farm data entry'!$D$25)","v":1.31259646},{"$f":"kc(C4156,Kc!$E$9:$H$9,Kc!$I$9:$K$9)","v":0.52647058823529413},0.69104343041176475,{"$f":"K4156*10*'Farm data entry'!$E$22","v":13.820868608235294},{"$f":"(L4156*'Farm data entry'!$D$14)","v":2.073130291235294},15.893998899470589,15.893998899470589,0,15.81324085254121,0,15.893998899470589,0,15.81324085254121,0,15.893998899470589,0,15.81324085254121,0]
["1997-05-30",1997,150,{"$f":"VLOOKUP($A4171,Rainfall!$D$3:$Q$10959,Hydrology!$D$1,FALSE)","v":0},{"$f":"MAX((D4171-'Farm data entry'!$D$24)*'Farm data entry'!$D$23,0)*10*'Farm data entry'!$D$10","v":0},{"$f":"AND(C4171>='Farm data entry'!$E$15,Hydrology!C4171<='Farm data entry'!$E$16)","v":true},0,{"$f":"VLOOKUP($A4171,ETo!$A$3:$N$10959,Hydrology!$D$1,FALSE)","v":4.6586889999999999},{"$f":"(H4171*'Farm data entry'!$D$25)","v":3.2610822999999995},{"$f":"kc(C4171,Kc!$E$9:$H$9,Kc!$I$9:$K$9)","v":0.57058823529411762},1.8607351947058819,{"$f":"K4171*10*'Farm data entry'!$E$22","v":37.21470389411764},{"$f":"(L4171*'Farm data entry'!$D$14)","v":5.5822055841176459},42.796909478235285,0,0,0,42.796909478235285,0,0,0,42.796909478235285,0,0,0,42.796909478235285]
["1997-06-06",1997,157,{"$f":"VLOOKUP($A4178,Rainfall!$D$3:$Q$10959,Hydrology!$D$1,FALSE)","v":20.100000959999999},{"$f":"MAX((D4178-'Farm data entry'!$D$24)*'Farm data entry'!$D$23,0)*10*'Farm data entry'!$D$10","v":343.90001823999995},{"$f":"AND(C4178>='Farm data entry'!$E$15,Hydrology!C4178<='Farm data entry'!$E$16)","v":true},343.90001823999995,{"$f":"VLOOKUP($A4178,ETo!$A$3:$N$10959,Hydrology!$D$1,FALSE)","v":2.9471147000000002},{"$f":"(H4178*'Farm data entry'!$D$25)","v":2.06298029},{"$f":"kc(C4178,Kc!$E$9:$H$9,Kc!$I$9:$K$9)","v":0.5911764705882353},1.2195854067352943,{"$f":"K4178*10*'Farm data entry'!$E$22","v":24.391708134705887},{"$f":"(L4178*'Farm data entry'!$D$14)","v":3.6587562202058828},28.050464354911771,28.050464354911771,0,315.8495538850882,0,28.050464354911771,0,315.8495538850882,0,28.050464354911771,0,315.8495538850882,0]
["1997-06-14",1997,165,{"$f":"VLOOKUP($A4186,Rainfall!$D$3:$Q$10959,Hydrology!$D$1,FALSE)","v":0},{"$f":"MAX((D4186-'Farm data entry'!$D$24)*'Farm data entry'!$D$23,0)*10*'Farm data entry'!$D$10","v":0},{"$f":"AND(C4186>='Farm data entry'!$E$15,Hydrology!C4186<='Farm data entry'!$E$16)","v":true},0,{"$f":"VLOOKUP($A4186,ETo!$A$3:$N$10959,Hydrology!$D$1,FALSE)","v":2.0061114},{"$f":"(H4186*'Farm data entry'!$D$25)","v":1.4042779799999998},{"$f":"kc(C4186,Kc!$E$9:$H$9,Kc!$I$9:$K$9)","v":0.61470588235294121},0.86321793476470587,{"$f":"K4186*10*'Farm data entry'!$E$22","v":17.264358695294117},{"$f":"(L4186*'Farm data entry'!$D$14)","v":2.5896538042941173},19.854012499588233,19.854012499588233,0,236.1472845062176,0,19.854012499588233,0,236.1472845062176,0,19.854012499588233,0,236.1472845062176,0]
["1997-06-29",1997,180,{"$f":"VLOOKUP($A4201,Rainfall!$D$3:$Q$10959,Hydrology!$D$1,FALSE)","v":4.100000112},{"$f":"MAX((D4201-'Farm data entry'!$D$24)*'Farm data entry'!$D$23,0)*10*'Farm data entry'!$D$10","v":39.900002127999997},{"$f":"AND(C4201>='Farm data entry'!$E$15,Hydrology!C4201<='Farm data entry'!$E$16)","v":true},39.900002127999997,{"$f":"VLOOKUP($A4201,ETo!$A$3:$N$10959,Hydrology!$D$1,FALSE)","v":1.6459668999999999},{"$f":"(H4201*'Farm data entry'!$D$25)","v":1.1521768299999999},{"$f":"kc(C4201,Kc!$E$9:$H$9,Kc!$I$9:$K$9)","v":0.6588235294117647},0.75908120564705872,{"$f":"K4201*10*'Farm data entry'!$E$22","v":15.181624112941174},{"$f":"(L4201*'Farm data entry'!$D$14)","v":2.2772436169411758},17.45886772988235,17.45886772988235,0,807.70917438324693,0,17.45886772988235,0,807.70917438324693,0,17.45886772988235,0,807.70917438324693,0]
["1997-07-10",1997,191,{"$f":"VLOOKUP($A4212,Rainfall!$D$3:$Q$10959,Hydrology!$D$1,FALSE)","v":0},{"$f":"MAX((D4212-'Farm data entry'!$D$24)*'Farm data entry'!$D$23,0)*10*'Farm data entry'!$D$10","v":0},{"$f":"AND(C4212>='Farm data entry'!$E$15,Hydrology!C4212<='Farm data entry'!$E$16)","v":true},0,{"$f":"VLOOKUP($A4212,ETo!$A$3:$N$10959,Hydrology!$D$1,FALSE)","v":2.9830296000000001},{"$f":"(H4212*'Farm data entry'!$D$25)","v":2.08812072},{"$f":"kc(C4212,Kc!$E$9:$H$9,Kc!$I$9:$K$9)","v":0.69117647058823528},1.4432599094117646,{"$f":"K4212*10*'Farm data entry'!$E$22","v":28.865198188235293},{"$f":"(L4212*'Farm data entry'!$D$14)","v":4.3297797282352937},33.194977916470584,33.194977916470584,0,691.04114401026447,0,33.194977916470584,0,691.04114401026447,0,33.194977916470584,0,691.04114401026447,0]
["1997-07-17",1997,198,{"$f":"VLOOKUP($A4219,Rainfall!$D$3:$Q$10959,Hydrology!$D$1,FALSE)","v":0.19999999872000002},{"$f":"MAX((D4219-'Farm data entry'!$D$24)*'Farm data entry'!$D$23,0)*10*'Farm data entry'!$D$10","v":0},{"$f":"AND(C4219>='Farm data entry'!$E$15,Hydrology!C4219<='Farm data entry'!$E$16)","v":true},0,{"$f":"VLOOKUP($A4219,ETo!$A$3:$N$10959,Hydrology!$D$1,FALSE)","v":1.6455922999999999},{"$f":"(H4219*'Farm data entry'!$D$25)","v":1.1519146099999999},{"$f":"kc(C4219,Kc!$E$9:$H$9,Kc!$I$9:$K$9)","v":0.71176470588235297},0.81989216358823525,{"$f":"K4219*10*'Farm data entry'!$E$22","v":16.397843271764707},{"$f":"(L4219*'Farm data entry'!$D$14)","v":2.4596764907647057},18.857519762529414,18.857519762529414,0,476.91064996755864,0,18.857519762529414,0,476.91064996755864,0,18.857519762529414,0,476.91064996755864,0]
["1997-07-29",1997,210,{"$f":"VLOOKUP($A4231,Rainfall!$D$3:$Q$10959,Hydrology!$D$1,FALSE)","v":0.90000002879999996},{"$f":"MAX((D4231-'Farm data entry'!$D$24)*'Farm data entry'!$D$23,0)*10*'Farm data entry'!$D$10","v":0},{"$f":"AND(C4231>='Farm data entry'!$E$15,Hydrology!C4231<='Farm data entry'!$E$16)","v":true},0,{"$f":"VLOOKUP($A4231,ETo!$A$3:$N$10959,Hydrology!$D$1,FALSE)","v":4.134131},{"$f":"(H4231*'Farm data entry'!$D$25)","v":2.8938916999999997},{"$f":"kc(C4231,Kc!$E$9:$H$9,Kc!$I$9:$K$9)","v":0.74705882352941178},2.1619073288235291,{"$f":"K4231*10*'Farm data entry'!$E$22","v":43.238146576470584},{"$f":"(L4231*'Farm data entry'!$D$14)","v":6.4857219864705877},49.723868562941171,49.723868562941171,0,15.189631550623368,0,49.723868562941171,0,15.189631550623368,0,49.723868562941171,0,15.189631550623368,0]
["1997-08-09",1997,221,{"$f":"VLOOKUP($A4242,Rainfall!$D$3:$Q$10959,Hydrology!$D$1,FALSE)","v":0},{"$f":"MAX((D4242-'Farm data entry'!$D$24)*'Farm data entry'!$D$23,0)*10*'Farm data entry'!$D$10","v":0},{"$f":"AND(C4242>='Farm data entry'!$E$15,Hydrology!C4242<='Farm data entry'!$E$16)","v":true},0,{"$f":"VLOOKUP($A4242,ETo!$A$3:$N$10959,Hydrology!$D$1,FALSE)","v":3.4139534999999999},{"$f":"(H4242*'Farm data entry'!$D$25)","v":2.3897674499999999},{"$f":"kc(C4242,Kc!$E$9:$H$9,Kc!$I$9:$K$9)","v":0.77941176470588236},1.8626128654411764,{"$f":"K4242*10*'Farm data entry'!$E$22","v":37.25225730882353},{"$f":"(L4242*'Farm data entry'!$D$14)","v":5.5878385963235297},42.840095905147059,42.840095905147059,0,146.16863384552943,0,42.840095905147059,0,146.16863384552943,0,42.840095905147059,0,146.16863384552943,0]
["1997-08-19",1997,231,{"$f":"VLOOKUP($A4252,Rainfall!$D$3:$Q$10959,Hydrology!$D$1,FALSE)","v":0},{"$f":"MAX((D4252-'Farm data entry'!$D$24)*'Farm data entry'!$D$23,0)*10*'Farm data entry'!$D$10","v":0},{"$f":"AND(C4252>='Farm data entry'!$E$15,Hydrology!C4252<='Farm data entry'!$E$16)","v":true},0,{"$f":"VLOOKUP($A4252,ETo!$A$3:$N$10959,Hydrology!$D$1,FALSE)","v":3.4303436},{"$f":"(H4252*'Farm data entry'!$D$25)","v":2.40124052},{"$f":"kc(C4252,Kc!$E$9:$H$9,Kc!$I$9:$K$9)","v":0.80882352941176472},1.9421798323529411,{"$f":"K4252*10*'Farm data entry'!$E$22","v":38.843596647058824},{"$f":"(L4252*'Farm data entry'!$D$14)","v":5.8265394970588238},44.670136144117649,44.670136144117649,0,27.656608465853012,0,44.670136144117649,0,27.656608465853012,0,44.670136144117649,0,27.656608465853012,0]
["1997-08-28",1997,240,{"$f":"VLOOKUP($A4261,Rainfall!$D$3:$Q$10959,Hydrology!$D$1,FALSE)","v":0.70000001280000002},{"$f":"MAX((D4261-'Farm data entry'!$D$24)*'Farm data entry'!$D$23,0)*10*'Farm data entry'!$D$10","v":0},{"$f":"AND(C4261>='Farm data entry'!$E$15,Hydrology!C4261<='Farm data entry'!$E$16)","v":true},0,{"$f":"VLOOKUP($A4261,ETo!$A$3:$N$10959,Hydrology!$D$1,FALSE)","v":1.9998748},{"$f":"(H4261*'Farm data entry'!$D$25)","v":1.3999123599999999},{"$f":"kc(C4261,Kc!$E$9:$H$9,Kc!$I$9:$K$9)","v":0.83529411764705885},1.1693385595294117,{"$f":"K4261*10*'Farm data entry'!$E$22","v":23.386771190588235},{"$f":"(L4261*'Farm data entry'!$D$14)","v":3.5080156785882353},26.894786869176471,15.320323247123543,0,0,11.574463622052928,15.320323247123543,0,0,11.574463622052928,15.320323247123543,0,0,11.574463622052928]
["1997-09-08",1997,251,{"$f":"VLOOKUP($A4272,Rainfall!$D$3:$Q$10959,Hydrology!$D$1,FALSE)","v":0},{"$f":"MAX((D4272-'Farm data entry'!$D$24)*'Farm data entry'!$D$23,0)*10*'Farm data entry'!$D$10","v":0},{"$f":"AND(C4272>='Farm data entry'!$E$15,Hydrology!C4272<='Farm data entry'!$E$16)","v":true},0,{"$f":"VLOOKUP($A4272,ETo!$A$3:$N$10959,Hydrology!$D$1,FALSE)","v":2.5017846000000001},{"$f":"(H4272*'Farm data entry'!$D$25)","v":1.7512492200000001},{"$f":"kc(C4272,Kc!$E$9:$H$9,Kc!$I$9:$K$9)","v":0.85},1.488561837,{"$f":"K4272*10*'Farm data entry'!$E$22","v":29.771236739999999},{"$f":"(L4272*'Farm data entry'!$D$14)","v":4.4656855109999993},34.236922250999996,0,0,0,34.236922250999996,0,0,0,34.236922250999996,0,0,0,34.236922250999996]
["1997-09-12",1997,255,{"$f":"VLOOKUP($A4276,Rainfall!$D$3:$Q$10959,Hydrology!$D$1,FALSE)","v":3.3000000479999998},{"$f":"MAX((D4276-'Farm data entry'!$D$24)*'Farm data entry'!$D$23,0)*10*'Farm data entry'!$D$10","v":24.700000911999993},{"$f":"AND(C4276>='Farm data entry'!$E$15,Hydrology!C4276<='Farm data entry'!$E$16)","v":true},24.700000911999993,{"$f":"VLOOKUP($A4276,ETo!$A$3:$N$10959,Hydrology!$D$1,FALSE)","v":1.9805378},{"$f":"(H4276*'Farm data entry'!$D$25)","v":1.3863764599999999},{"$f":"kc(C4276,Kc!$E$9:$H$9,Kc!$I$9:$K$9)","v":0.85},1.1784199909999999,{"$f":"K4276*10*'Farm data entry'!$E$22","v":23.56839982},{"$f":"(L4276*'Farm data entry'!$D$14)","v":3.5352599730000001},27.103659792999999,24.700000911999993,0,0,2.4036588810000055,24.700000911999993,0,0,2.4036588810000055,24.700000911999993,0,0,2.4036588810000055]
["1997-09-23",1997,266,{"$f":"VLOOKUP($A4287,Rainfall!$D$3:$Q$10959,Hydrology!$D$1,FALSE)","v":0},{"$f":"MAX((D4287-'Farm data entry'!$D$24)*'Farm data entry'!$D$23,0)*10*'Farm data entry'!$D$10","v":0},{"$f":"AND(C4287>='Farm data entry'!$E$15,Hydrology!C4287<='Farm data entry'!$E$16)","v":true},0,{"$f":"VLOOKUP($A4287,ETo!$A$3:$N$10959,Hydrology!$D$1,FALSE)","v":1.8682049999999999},{"$f":"(H4287*'Farm data entry'!$D$25)","v":1.3077434999999999},{"$f":"kc(C4287,Kc!$E$9:$H$9,Kc!$I$9:$K$9)","v":0.85},1.111581975,{"$f":"K4287*10*'Farm data entry'!$E$22","v":22.2316395},{"$f":"(L4287*'Farm data entry'!$D$14)","v":3.334745925},25.566385425,0,0,0,25.566385425,0,0,0,25.566385425,0,0,0,25.566385425]
["1997-09-28",1997,{"$f":"A4292-DATE(YEAR(A4292)-1,12,31)","v":271},{"$f":"VLOOKUP($A4292,Rainfall!$D$3:$Q$10959,Hydrology!$D$1,FALSE)","v":0},{"$f":"MAX((D4292-'Farm data entry'!$D$24)*'Farm data entry'!$D$23,0)*10*'Farm data entry'!$D$10","v":0},{"$f":"AND(C4292>='Farm data entry'!$E$15,Hydrology!C4292<='Farm data entry'!$E$16)","v":true},{"$f":"E4292*F4292","v":0},{"$f":"VLOOKUP($A4292,ETo!$A$3:$N$10959,Hydrology!$D$1,FALSE)","v":0.84936509999999998},{"$f":"(H4292*'Farm data entry'!$D$25)","v":0.59455556999999992},{"$f":"kc(C4292,Kc!$E$9:$H$9,Kc!$I$9:$K$9)","v":0.85},{"$f":"(J4292*I4292)","v":0.50537223449999991},{"$f":"K4292*10*'Farm data entry'!$E$22","v":10.107444689999998},{"$f":"(L4292*'Farm data entry'!$D$14)","v":1.5161167034999996},11.623561393499998,{"$f":"MIN($N4292,Q4291+$G4292)","v":0},{"$f":"MAX(Q4291+$G4292-$N4292-P$1,0)","v":0},{"$f":"MIN(Q4291-O4292+$G4292,P$1)","v":0},11.623561393499998,0,0,0,11.623561393499998,0,0,0,11.623561393499998]
["1997-10-13",1997,286,{"$f":"VLOOKUP($A4307,Rainfall!$D$3:$Q$10959,Hydrology!$D$1,FALSE)","v":0.30000000671999999},{"$f":"MAX((D4307-'Farm data entry'!$D$24)*'Farm data entry'!$D$23,0)*10*'Farm data entry'!$D$10","v":0},{"$f":"AND(C4307>='Farm data entry'!$E$15,Hydrology!C4307<='Farm data entry'!$E$16)","v":true},0,{"$f":"VLOOKUP($A4307,ETo!$A$3:$N$10959,Hydrology!$D$1,FALSE)","v":1.1817063000000001},{"$f":"(H4307*'Farm data entry'!$D$25)","v":0.82719441000000005},{"$f":"kc(C4307,Kc!$E$9:$H$9,Kc!$I$9:$K$9)","v":0.47499999999999998},0.39291734475000001,{"$f":"K4307*10*'Farm data entry'!$E$22","v":7.8583468950000004},{"$f":"(L4307*'Farm data entry'!$D$14)","v":1.17875203425},9.0370989292499999,9.0370989292499999,0,990.96290107075004,0,9.0370989292499999,0,1069.3104556044,0,9.0370989292499999,0,1069.3104556044,0]
["1997-10-23",1997,296,{"$f":"VLOOKUP($A4317,Rainfall!$D$3:$Q$10959,Hydrology!$D$1,FALSE)","v":0},{"$f":"MAX((D4317-'Farm data entry'!$D$24)*'Farm data entry'!$D$23,0)*10*'Farm data entry'!$D$10","v":0},{"$f":"AND(C4317>='Farm data entry'!$E$15,Hydrology!C4317<='Farm data entry'!$E$16)","v":true},0,{"$f":"VLOOKUP($A4317,ETo!$A$3:$N$10959,Hydrology!$D$1,FALSE)","v":0.6604854},{"$f":"(H4317*'Farm data entry'!$D$25)","v":0.46233977999999998},{"$f":"kc(C4317,Kc!$E$9:$H$9,Kc!$I$9:$K$9)","v":0.22500000000000001},0.10402645049999999,{"$f":"K4317*10*'Farm data entry'!$E$22","v":2.0805290099999998},{"$f":"(L4317*'Farm data entry'!$D$14)","v":0.31207935149999994},2.3926083614999998,2.3926083614999998,0,987.36668886899997,0,2.3926083614999998,0,1121.409542696475,0,2.3926083614999998,0,1121.409542696475,0]
["1997-10-28",1997,301,{"$f":"VLOOKUP($A4322,Rainfall!$D$3:$Q$10959,Hydrology!$D$1,FALSE)","v":0},{"$f":"MAX((D4322-'Farm data entry'!$D$24)*'Farm data entry'!$D$23,0)*10*'Farm data entry'!$D$10","v":0},{"$f":"AND(C4322>='Farm data entry'!$E$15,Hydrology!C4322<='Farm data entry'!$E$16)","v":true},0,{"$f":"VLOOKUP($A4322,ETo!$A$3:$N$10959,Hydrology!$D$1,FALSE)","v":1.504632},{"$f":"(H4322*'Farm data entry'!$D$25)","v":1.0532423999999998},{"$f":"kc(C4322,Kc!$E$9:$H$9,Kc!$I$9:$K$9)","v":0.1},0.10532423999999999,{"$f":"K4322*10*'Farm data entry'!$E$22","v":2.1064847999999996},{"$f":"(L4322*'Farm data entry'!$D$14)","v":0.31597271999999993},2.4224575199999996,2.4224575199999996,0,980.55548153337497,0,2.4224575199999996,0,1114.5983353608499,0,2.4224575199999996,0,1114.5983353608499,0]
["1997-11-08",1997,312,{"$f":"VLOOKUP($A4333,Rainfall!$D$3:$Q$10959,Hydrology!$D$1,FALSE)","v":11.699999424000001},{"$f":"MAX((D4333-'Farm data entry'!$D$24)*'Farm data entry'!$D$23,0)*10*'Farm data entry'!$D$10","v":184.29998905600002},{"$f":"AND(C4333>='Farm data entry'!$E$15,Hydrology!C4333<='Farm data entry'!$E$16)","v":false},0,{"$f":"VLOOKUP($A4333,ETo!$A$3:$N$10959,Hydrology!$D$1,FALSE)","v":1.0780426000000001},{"$f":"(H4333*'Farm data entry'!$D$25)","v":0.75462982000000001},{"$f":"kc(C4333,Kc!$E$9:$H$9,Kc!$I$9:$K$9)","v":0},0,{"$f":"K4333*10*'Farm data entry'!$E$22","v":0},{"$f":"(L4333*'Farm data entry'!$D$14)","v":0},0,0,0,980.23530848892494,0,0,0,1114.2781623164001,0,0,0,1114.2781623164001,0]
["1997-11-16",1997,320,{"$f":"VLOOKUP($A4341,Rainfall!$D$3:$Q$10959,Hydrology!$D$1,FALSE)","v":7.4000001600000003},{"$f":"MAX((D4341-'Farm data entry'!$D$24)*'Farm data entry'!$D$23,0)*10*'Farm data entry'!$D$10","v":102.60000304},{"$f":"AND(C4341>='Farm data entry'!$E$15,Hydrology!C4341<='Farm data entry'!$E$16)","v":false},0,{"$f":"VLOOKUP($A4341,ETo!$A$3:$N$10959,Hydrology!$D$1,FALSE)","v":0},{"$f":"(H4341*'Farm data entry'!$D$25)","v":0},{"$f":"kc(C4341,Kc!$E$9:$H$9,Kc!$I$9:$K$9)","v":0},0,{"$f":"K4341*10*'Farm data entry'!$E$22","v":0},{"$f":"(L4341*'Farm data entry'!$D$14)","v":0},0,0,0,980.23530848892494,0,0,0,1114.2781623164001,0,0,0,1114.2781623164001,0]
["1997-11-27",1997,331,{"$f":"VLOOKUP($A4352,Rainfall!$D$3:$Q$10959,Hydrology!$D$1,FALSE)","v":7.1999997120000003},{"$f":"MAX((D4352-'Farm data entry'!$D$24)*'Farm data entry'!$D$23,0)*10*'Farm data entry'!$D$10","v":98.799994527999999},{"$f":"AND(C4352>='Farm data entry'!$E$15,Hydrology!C4352<='Farm data entry'!$E$16)","v":false},0,{"$f":"VLOOKUP($A4352,ETo!$A$3:$N$10959,Hydrology!$D$1,FALSE)","v":0},{"$f":"(H4352*'Farm data entry'!$D$25)","v":0},{"$f":"kc(C4352,Kc!$E$9:$H$9,Kc!$I$9:$K$9)","v":0},0,{"$f":"K4352*10*'Farm data entry'!$E$22","v":0},{"$f":"(L4352*'Farm data entry'!$D$14)","v":0},0,0,0,980.23530848892494,0,0,0,1114.2781623164001,0,0,0,1114.2781623164001,0]
["1997-12-08",1997,342,{"$f":"VLOOKUP($A4363,Rainfall!$D$3:$Q$10959,Hydrology!$D$1,FALSE)","v":4.6999999872},{"$f":"MAX((D4363-'Farm data entry'!$D$24)*'Farm data entry'!$D$23,0)*10*'Farm data entry'!$D$10","v":51.299999756799998},{"$f":"AND(C4363>='Farm data entry'!$E$15,Hydrology!C4363<='Farm data entry'!$E$16)","v":false},0,{"$f":"VLOOKUP($A4363,ETo!$A$3:$N$10959,Hydrology!$D$1,FALSE)","v":0.35795440000000001},{"$f":"(H4363*'Farm data entry'!$D$25)","v":0.25056807999999997},{"$f":"kc(C4363,Kc!$E$9:$H$9,Kc!$I$9:$K$9)","v":0},0,{"$f":"K4363*10*'Farm data entry'!$E$22","v":0},{"$f":"(L4363*'Farm data entry'!$D$14)","v":0},0,0,0,980.23530848892494,0,0,0,1114.2781623164001,0,0,0,1114.2781623164001,0]
["1997-12-23",1997,357,{"$f":"VLOOKUP($A4378,Rainfall!$D$3:$Q$10959,Hydrology!$D$1,FALSE)","v":2.0999999520000001},{"$f":"MAX((D4378-'Farm data entry'!$D$24)*'Farm data entry'!$D$23,0)*10*'Farm data entry'!$D$10","v":1.8999990880000019},{"$f":"AND(C4378>='Farm data entry'!$E$15,Hydrology!C4378<='Farm data entry'!$E$16)","v":false},0,{"$f":"VLOOKUP($A4378,ETo!$A$3:$N$10959,Hydrology!$D$1,FALSE)","v":8.4651690000000002E-2},{"$f":"(H4378*'Farm data entry'!$D$25)","v":5.9256182999999997E-2},{"$f":"kc(C4378,Kc!$E$9:$H$9,Kc!$I$9:$K$9)","v":0},0,{"$f":"K4378*10*'Farm data entry'!$E$22","v":0},{"$f":"(L4378*'Farm data entry'!$D$14)","v":0},0,0,0,980.23530848892494,0,0,0,1114.2781623164001,0,0,0,1114.2781623164001,0]
["1998-01-01",1998,1,{"$f":"VLOOKUP($A4387,Rainfall!$D$3:$Q$10959,Hydrology!$D$1,FALSE)","v":28.899999072},{"$f":"MAX((D4387-'Farm data entry'!$D$24)*'Farm data entry'!$D$23,0)*10*'Farm data entry'!$D$10","v":511.09998236799993},{"$f":"AND(C4387>='Farm data entry'!$E$15,Hydrology!C4387<='Farm data entry'!$E$16)","v":false},0,{"$f":"VLOOKUP($A4387,ETo!$A$3:$N$10959,Hydrology!$D$1,FALSE)","v":0.36215708000000002},{"$f":"(H4387*'Farm data entry'!$D$25)","v":0.25350995599999998},{"$f":"kc(C4387,Kc!$E$9:$H$9,Kc!$I$9:$K$9)","v":0},0,{"$f":"K4387*10*'Farm data entry'!$E$22","v":0},{"$f":"(L4387*'Farm data entry'!$D$14)","v":0},0,0,0,980.23530848892494,0,0,0,1114.2781623164001,0,0,0,1114.2781623164001,0]
["1998-01-07",1998,7,{"$f":"VLOOKUP($A4393,Rainfall!$D$3:$Q$10959,Hydrology!$D$1,FALSE)","v":9.3999999744},{"$f":"MAX((D4393-'Farm data entry'!$D$24)*'Farm data entry'!$D$23,0)*10*'Farm data entry'!$D$10","v":140.59999951360001},{"$f":"AND(C4393>='Farm data entry'!$E$15,Hydrology!C4393<='Farm data entry'!$E$16)","v":false},0,{"$f":"VLOOKUP($A4393,ETo!$A$3:$N$10959,Hydrology!$D$1,FALSE)","v":0.73643314999999998},{"$f":"(H4393*'Farm data entry'!$D$25)","v":0.51550320499999991},{"$f":"kc(C4393,Kc!$E$9:$H$9,Kc!$I$9:$K$9)","v":0},0,{"$f":"K4393*10*'Farm data entry'!$E$22","v":0},{"$f":"(L4393*'Farm data entry'!$D$14)","v":0},0,0,0,980.23530848892494,0,0,0,1114.2781623164001,0,0,0,1114.2781623164001,0]
["1998-01-22",1998,22,{"$f":"VLOOKUP($A4408,Rainfall!$D$3:$Q$10959,Hydrology!$D$1,FALSE)","v":0},{"$f":"MAX((D4408-'Farm data entry'!$D$24)*'Farm data entry'!$D$23,0)*10*'Farm data entry'!$D$10","v":0},{"$f":"AND(C4408>='Farm data entry'!$E$15,Hydrology!C4408<='Farm data entry'!$E$16)","v":false},0,{"$f":"VLOOKUP($A4408,ETo!$A$3:$N$10959,Hydrology!$D$1,FALSE)","v":0.26358208},{"$f":"(H4408*'Farm data entry'!$D$25)","v":0.18450745599999999},{"$f":"kc(C4408,Kc!$E$9:$H$9,Kc!$I$9:$K$9)","v":0},0,{"$f":"K4408*10*'Farm data entry'!$E$22","v":0},{"$f":"(L4408*'Farm data entry'!$D$14)","v":0},0,0,0,980.23530848892494,0,0,0,1114.2781623164001,0,0,0,1114.2781623164001,0]
["1998-01-29",1998,29,{"$f":"VLOOKUP($A4415,Rainfall!$D$3:$Q$10959,Hydrology!$D$1,FALSE)","v":0},{"$f":"MAX((D4415-'Farm data entry'!$D$24)*'Farm data entry'!$D$23,0)*10*'Farm data entry'!$D$10","v":0},{"$f":"AND(C4415>='Farm data entry'!$E$15,Hydrology!C4415<='Farm data entry'!$E$16)","v":false},0,{"$f":"VLOOKUP($A4415,ETo!$A$3:$N$10959,Hydrology!$D$1,FALSE)","v":7.6605304999999999E-2},{"$f":"(H4415*'Farm data entry'!$D$25)","v":5.3623713499999996E-2},{"$f":"kc(C4415,Kc!$E$9:$H$9,Kc!$I$9:$K$9)","v":0},0,{"$f":"K4415*10*'Farm data entry'!$E$22","v":0},{"$f":"(L4415*'Farm data entry'!$D$14)","v":0},0,0,0,980.23530848892494,0,0,0,1114.2781623164001,0,0,0,1114.2781623164001,0]
["1998-02-06",1998,37,{"$f":"VLOOKUP($A4423,Rainfall!$D$3:$Q$10959,Hydrology!$D$1,FALSE)","v":2.0999999520000001},{"$f":"MAX((D4423-'Farm data entry'!$D$24)*'Farm data entry'!$D$23,0)*10*'Farm data entry'!$D$10","v":1.8999990880000019},{"$f":"AND(C4423>='Farm data entry'!$E$15,Hydrology!C4423<='Farm data entry'!$E$16)","v":false},0,{"$f":"VLOOKUP($A4423,ETo!$A$3:$N$10959,Hydrology!$D$1,FALSE)","v":0.82383819999999996},{"$f":"(H4423*'Farm data entry'!$D$25)","v":0.57668673999999998},{"$f":"kc(C4423,Kc!$E$9:$H$9,Kc!$I$9:$K$9)","v":0},0,{"$f":"K4423*10*'Farm data entry'!$E$22","v":0},{"$f":"(L4423*'Farm data entry'!$D$14)","v":0},0,0,0,980.23530848892494,0,0,0,1114.2781623164001,0,0,0,1114.2781623164001,0]
["1998-02-11",1998,42,{"$f":"VLOOKUP($A4428,Rainfall!$D$3:$Q$10959,Hydrology!$D$1,FALSE)","v":0},{"$f":"MAX((D4428-'Farm data entry'!$D$24)*'Farm data entry'!$D$23,0)*10*'Farm data entry'!$D$10","v":0},{"$f":"AND(C4428>='Farm data entry'!$E$15,Hydrology!C4428<='Farm data entry'!$E$16)","v":false},0,{"$f":"VLOOKUP($A4428,ETo!$A$3:$N$10959,Hydrology!$D$1,FALSE)","v":0.73915249999999999},{"$f":"(H4428*'Farm data entry'!$D$25)","v":0.51740674999999992},{"$f":"kc(C4428,Kc!$E$9:$H$9,Kc!$I$9:$K$9)","v":0},0,{"$f":"K4428*10*'Farm data entry'!$E$22","v":0},{"$f":"(L4428*'Farm data entry'!$D$14)","v":0},0,0,0,980.23530848892494,0,0,0,1114.2781623164001,0,0,0,1114.2781623164001,0]
["1998-02-22",1998,53,{"$f":"VLOOKUP($A4439,Rainfall!$D$3:$Q$10959,Hydrology!$D$1,FALSE)","v":0},{"$f":"MAX((D4439-'Farm data entry'!$D$24)*'Farm data entry'!$D$23,0)*10*'Farm data entry'!$D$10","v":0},{"$f":"AND(C4439>='Farm data entry'!$E$15,Hydrology!C4439<='Farm data entry'!$E$16)","v":false},0,{"$f":"VLOOKUP($A4439,ETo!$A$3:$N$10959,Hydrology!$D$1,FALSE)","v":0.85504659999999999},{"$f":"(H4439*'Farm data entry'!$D$25)","v":0.59853261999999996},{"$f":"kc(C4439,Kc!$E$9:$H$9,Kc!$I$9:$K$9)","v":0},0,{"$f":"K4439*10*'Farm data entry'!$E$22","v":0},{"$f":"(L4439*'Farm data entry'!$D$14)","v":0},0,0,0,980.23530848892494,0,0,0,1114.2781623164001,0,0,0,1114.2781623164001,0]
["1998-03-07",1998,66,{"$f":"VLOOKUP($A4452,Rainfall!$D$3:$Q$10959,Hydrology!$D$1,FALSE)","v":5.5999995839999999},{"$f":"MAX((D4452-'Farm data entry'!$D$24)*'Farm data entry'!$D$23,0)*10*'Farm data entry'!$D$10","v":68.399992095999991},{"$f":"AND(C4452>='Farm data entry'!$E$15,Hydrology!C4452<='Farm data entry'!$E$16)","v":true},68.399992095999991,{"$f":"VLOOKUP($A4452,ETo!$A$3:$N$10959,Hydrology!$D$1,FALSE)","v":1.3810241999999999},{"$f":"(H4452*'Farm data entry'!$D$25)","v":0.96671693999999986},{"$f":"kc(C4452,Kc!$E$9:$H$9,Kc!$I$9:$K$9)","v":0},0,{"$f":"K4452*10*'Farm data entry'!$E$22","v":0},{"$f":"(L4452*'Farm data entry'!$D$14)","v":0},0,0,68.399992096000005,1000,0,0,0,1636.7781593980003,0,0,0,1636.7781593980003,0]
["1998-03-13",1998,72,{"$f":"VLOOKUP($A4458,Rainfall!$D$3:$Q$10959,Hydrology!$D$1,FALSE)","v":0},{"$f":"MAX((D4458-'Farm data entry'!$D$24)*'Farm data entry'!$D$23,0)*10*'Farm data entry'!$D$10","v":0},{"$f":"AND(C4458>='Farm data entry'!$E$15,Hydrology!C4458<='Farm data entry'!$E$16)","v":true},0,{"$f":"VLOOKUP($A4458,ETo!$A$3:$N$10959,Hydrology!$D$1,FALSE)","v":0.56469594999999995},{"$f":"(H4458*'Farm data entry'!$D$25)","v":0.39528716499999994},{"$f":"kc(C4458,Kc!$E$9:$H$9,Kc!$I$9:$K$9)","v":0},0,{"$f":"K4458*10*'Farm data entry'!$E$22","v":0},{"$f":"(L4458*'Farm data entry'!$D$14)","v":0},0,0,0,1000,0,0,0,1720.3781527100002,0,0,0,1720.3781527100002,0]
["1998-03-24",1998,83,{"$f":"VLOOKUP($A4469,Rainfall!$D$3:$Q$10959,Hydrology!$D$1,FALSE)","v":0.19999999872000002},{"$f":"MAX((D4469-'Farm data entry'!$D$24)*'Farm data entry'!$D$23,0)*10*'Farm data entry'!$D$10","v":0},{"$f":"AND(C4469>='Farm data entry'!$E$15,Hydrology!C4469<='Farm data entry'!$E$16)","v":true},0,{"$f":"VLOOKUP($A4469,ETo!$A$3:$N$10959,Hydrology!$D$1,FALSE)","v":1.3991433},{"$f":"(H4469*'Farm data entry'!$D$25)","v":0.97940030999999994},{"$f":"kc(C4469,Kc!$E$9:$H$9,Kc!$I$9:$K$9)","v":0},0,{"$f":"K4469*10*'Farm data entry'!$E$22","v":0},{"$f":"(L4469*'Farm data entry'!$D$14)","v":0},0,0,0,1000,0,0,0,1720.3781527100002,0,0,0,1720.3781527100002,0]
["1998-04-09",{"$f":"YEAR(A4485)","v":1998},99,{"$f":"VLOOKUP($A4485,Rainfall!$D$3:$Q$10959,Hydrology!$D$1,FALSE)","v":7.5000003840000007},{"$f":"MAX((D4485-'Farm data entry'!$D$24)*'Farm data entry'!$D$23,0)*10*'Farm data entry'!$D$10","v":104.50000729600001},{"$f":"AND(C4485>='Farm data entry'!$E$15,Hydrology!C4485<='Farm data entry'!$E$16)","v":true},104.50000729600001,{"$f":"VLOOKUP($A4485,ETo!$A$3:$N$10959,Hydrology!$D$1,FALSE)","v":1.116819},{"$f":"(H4485*'Farm data entry'!$D$25)","v":0.7817733},{"$f":"kc(C4485,Kc!$E$9:$H$9,Kc!$I$9:$K$9)","v":0.42058823529411771},0.32880465264705888,{"$f":"K4485*10*'Farm data entry'!$E$22","v":6.5760930529411779},{"$f":"(L4485*'Farm data entry'!$D$14)","v":0.98641395794117659},{"$f":"SUM(L4485:M4485)","v":7.5625070108823547},7.5625070108823547,96.937500285117494,1000,{"$f":"$N4485-O4485","v":0},{"$f":"MIN($N4485,U4484+$G4485)","v":7.5625070108823547},{"$f":"MAX(U4484+$G4485-$N4485-T$1,0)","v":96.937500285117949},{"$f":"MIN(U4484-S4485+$G4485,T$1)","v":2000},{"$f":"$N4485-S4485","v":0},{"$f":"MIN($N4485,Y4484+$G4485)","v":7.5625070108823547},{"$f":"MAX(Y4484+$G4485-$N4485-X$1,0)","v":0},{"$f":"MIN(Y4484-W4485+$G4485,X$1)","v":2348.0142026795534},{"$f":"$N4485-W4485","v":0}]
["1998-04-18",1998,108,{"$f":"VLOOKUP($A4494,Rainfall!$D$3:$Q$10959,Hydrology!$D$1,FALSE)","v":1.5000000767999999},{"$f":"MAX((D4494-'Farm data entry'!$D$24)*'Farm data entry'!$D$23,0)*10*'Farm data entry'!$D$10","v":0},{"$f":"AND(C4494>='Farm data entry'!$E$15,Hydrology!C4494<='Farm data entry'!$E$16)","v":true},0,{"$f":"VLOOKUP($A4494,ETo!$A$3:$N$10959,Hydrology!$D$1,FALSE)","v":1.3082999},{"$f":"(H4494*'Farm data entry'!$D$25)","v":0.91580992999999988},{"$f":"kc(C4494,Kc!$E$9:$H$9,Kc!$I$9:$K$9)","v":0.44705882352941179},0.40942090988235291,{"$f":"K4494*10*'Farm data entry'!$E$22","v":8.1884181976470582},{"$f":"(L4494*'Farm data entry'!$D$14)","v":1.2282627296470587},9.4166809272941165,9.4166809272941165,0,981.07965151223527,0,9.4166809272941165,0,1981.0796515122354,0,9.4166809272941165,0,2533.8232438114592,0]
["1998-04-23",1998,113,{"$f":"VLOOKUP($A4499,Rainfall!$D$3:$Q$10959,Hydrology!$D$1,FALSE)","v":3.5999999423999998},{"$f":"MAX((D4499-'Farm data entry'!$D$24)*'Farm data entry'!$D$23,0)*10*'Farm data entry'!$D$10","v":30.399998905599993},{"$f":"AND(C4499>='Farm data entry'!$E$15,Hydrology!C4499<='Farm data entry'!$E$16)","v":true},30.399998905599993,{"$f":"VLOOKUP($A4499,ETo!$A$3:$N$10959,Hydrology!$D$1,FALSE)","v":1.2934049999999999},{"$f":"(H4499*'Farm data entry'!$D$25)","v":0.9053834999999999},{"$f":"kc(C4499,Kc!$E$9:$H$9,Kc!$I$9:$K$9)","v":0.46176470588235297},0.41807414558823525,{"$f":"K4499*10*'Farm data entry'!$E$22","v":8.3614829117647052},{"$f":"(L4499*'Farm data entry'!$D$14)","v":1.2542224367647057},9.6157053485294099,9.6157053485294099,0,981.37715278757059,0,9.6157053485294099,0,1981.3771527875704,0,9.6157053485294099,0,2552.1488422776297,0]
["1998-05-08",1998,128,{"$f":"VLOOKUP($A4514,Rainfall!$D$3:$Q$10959,Hydrology!$D$1,FALSE)","v":0},{"$f":"MAX((D4514-'Farm data entry'!$D$24)*'Farm data entry'!$D$23,0)*10*'Farm data entry'!$D$10","v":0},{"$f":"AND(C4514>='Farm data entry'!$E$15,Hydrology!C4514<='Farm data entry'!$E$16)","v":true},0,{"$f":"VLOOKUP($A4514,ETo!$A$3:$N$10959,Hydrology!$D$1,FALSE)","v":3.1447587000000001},{"$f":"(H4514*'Farm data entry'!$D$25)","v":2.20133109},{"$f":"kc(C4514,Kc!$E$9:$H$9,Kc!$I$9:$K$9)","v":0.50588235294117645},1.1136145514117646,{"$f":"K4514*10*'Farm data entry'!$E$22","v":22.272291028235291},{"$f":"(L4514*'Farm data entry'!$D$14)","v":3.3408436542352935},25.613134682470584,25.613134682470584,0,784.19242223071751,0,25.613134682470584,0,1784.1924222307177,0,25.613134682470584,0,2383.2678151521718,0]
["1998-05-11",1998,131,{"$f":"VLOOKUP($A4517,Rainfall!$D$3:$Q$10959,Hydrology!$D$1,FALSE)","v":0},{"$f":"MAX((D4517-'Farm data entry'!$D$24)*'Farm data entry'!$D$23,0)*10*'Farm data entry'!$D$10","v":0},{"$f":"AND(C4517>='Farm data entry'!$E$15,Hydrology!C4517<='Farm data entry'!$E$16)","v":true},0,{"$f":"VLOOKUP($A4517,ETo!$A$3:$N$10959,Hydrology!$D$1,FALSE)","v":2.8371805999999999},{"$f":"(H4517*'Farm data entry'!$D$25)","v":1.9860264199999997},{"$f":"kc(C4517,Kc!$E$9:$H$9,Kc!$I$9:$K$9)","v":0.51470588235294112},1.0222194808823526,{"$f":"K4517*10*'Farm data entry'!$E$22","v":20.444389617647051},{"$f":"(L4517*'Farm data entry'!$D$14)","v":3.0666584426470576},23.511048060294108,23.511048060294108,0,702.09860398083515,0,23.511048060294108,0,1702.0986039808354,0,23.511048060294108,0,2301.1739969022897,0]
["1998-05-23",1998,143,{"$f":"VLOOKUP($A4529,Rainfall!$D$3:$Q$10959,Hydrology!$D$1,FALSE)","v":0},{"$f":"MAX((D4529-'Farm data entry'!$D$24)*'Farm data entry'!$D$23,0)*10*'Farm data entry'!$D$10","v":0},{"$f":"AND(C4529>='Farm data entry'!$E$15,Hydrology!C4529<='Farm data entry'!$E$16)","v":true},0,{"$f":"VLOOKUP($A4529,ETo!$A$3:$N$10959,Hydrology!$D$1,FALSE)","v":1.9873334},{"$f":"(H4529*'Farm data entry'!$D$25)","v":1.3911333799999999},{"$f":"kc(C4529,Kc!$E$9:$H$9,Kc!$I$9:$K$9)","v":0.55000000000000004},0.76512335899999995,{"$f":"K4529*10*'Farm data entry'!$E$22","v":15.302467179999999},{"$f":"(L4529*'Farm data entry'!$D$14)","v":2.2953700769999998},17.597837256999998,17.597837256999998,0,359.7966104633939,0,17.597837256999998,0,1359.7966104633942,0,17.597837256999998,0,1958.8720033848483,0]
["1998-06-03",1998,154,{"$f":"VLOOKUP($A4540,Rainfall!$D$3:$Q$10959,Hydrology!$D$1,FALSE)","v":0},{"$f":"MAX((D4540-'Farm data entry'!$D$24)*'Farm data entry'!$D$23,0)*10*'Farm data entry'!$D$10","v":0},{"$f":"AND(C4540>='Farm data entry'!$E$15,Hydrology!C4540<='Farm data entry'!$E$16)","v":true},0,{"$f":"VLOOKUP($A4540,ETo!$A$3:$N$10959,Hydrology!$D$1,FALSE)","v":2.6176689999999998},{"$f":"(H4540*'Farm data entry'!$D$25)","v":1.8323682999999997},{"$f":"kc(C4540,Kc!$E$9:$H$9,Kc!$I$9:$K$9)","v":0.58235294117647052},1.0670850688235292,{"$f":"K4540*10*'Farm data entry'!$E$22","v":21.341701376470581},{"$f":"(L4540*'Farm data entry'!$D$14)","v":3.201255206470587},24.542956582941169,24.542956582941169,0,281.12524774710579,0,24.542956582941169,0,1281.1252477471062,0,24.542956582941169,0,1880.2006406685603,0]
["1998-06-13",1998,164,{"$f":"VLOOKUP($A4550,Rainfall!$D$3:$Q$10959,Hydrology!$D$1,FALSE)","v":8.1},{"$f":"MAX((D4550-'Farm data entry'!$D$24)*'Farm data entry'!$D$23,0)*10*'Farm data entry'!$D$10","v":115.89999999999998},{"$f":"AND(C4550>='Farm data entry'!$E$15,Hydrology!C4550<='Farm data entry'!$E$16)","v":true},115.89999999999998,{"$f":"VLOOKUP($A4550,ETo!$A$3:$N$10959,Hydrology!$D$1,FALSE)","v":1.4130863},{"$f":"(H4550*'Farm data entry'!$D$25)","v":0.98916040999999999},{"$f":"kc(C4550,Kc!$E$9:$H$9,Kc!$I$9:$K$9)","v":0.61176470588235299},0.60513342729411768,{"$f":"K4550*10*'Farm data entry'!$E$22","v":12.102668545882354},{"$f":"(L4550*'Farm data entry'!$D$14)","v":1.8154002818823529},13.918068827764706,13.918068827764706,0,465.87436113072926,0,13.918068827764706,0,1465.87436113073,0,13.918068827764706,0,2064.9497540521838,0]
["1998-06-22",1998,173,{"$f":"VLOOKUP($A4559,Rainfall!$D$3:$Q$10959,Hydrology!$D$1,FALSE)","v":9.9999999360000008E-2},{"$f":"MAX((D4559-'Farm data entry'!$D$24)*'Farm data entry'!$D$23,0)*10*'Farm data entry'!$D$10","v":0},{"$f":"AND(C4559>='Farm data entry'!$E$15,Hydrology!C4559<='Farm data entry'!$E$16)","v":true},0,{"$f":"VLOOKUP($A4559,ETo!$A$3:$N$10959,Hydrology!$D$1,FALSE)","v":3.6862119999999998},{"$f":"(H4559*'Farm data entry'!$D$25)","v":2.5803483999999997},{"$f":"kc(C4559,Kc!$E$9:$H$9,Kc!$I$9:$K$9)","v":0.63823529411764701},1.6468694199999996,{"$f":"K4559*10*'Farm data entry'!$E$22","v":32.937388399999989},{"$f":"(L4559*'Farm data entry'!$D$14)","v":4.9406082599999985},37.877996659999987,37.877996659999987,0,294.12636868456445,0,37.877996659999987,0,1294.1263686845655,0,37.877996659999987,0,1893.2017616060191,0]
["1998-07-03",1998,184,{"$f":"VLOOKUP($A4570,Rainfall!$D$3:$Q$10959,Hydrology!$D$1,FALSE)","v":0},{"$f":"MAX((D4570-'Farm data entry'!$D$24)*'Farm data entry'!$D$23,0)*10*'Farm data entry'!$D$10","v":0},{"$f":"AND(C4570>='Farm data entry'!$E$15,Hydrology!C4570<='Farm data entry'!$E$16)","v":true},0,{"$f":"VLOOKUP($A4570,ETo!$A$3:$N$10959,Hydrology!$D$1,FALSE)","v":2.5351021},{"$f":"(H4570*'Farm data entry'!$D$25)","v":1.7745714699999999},{"$f":"kc(C4570,Kc!$E$9:$H$9,Kc!$I$9:$K$9)","v":0.67058823529411771},1.1900067504705882,{"$f":"K4570*10*'Farm data entry'!$E$22","v":23.800135009411765},{"$f":"(L4570*'Farm data entry'!$D$14)","v":3.5700202514117647},27.37015526082353,27.37015526082353,0,325.23729454870545,0,27.37015526082353,0,1325.2372945487066,0,27.37015526082353,0,1924.3126874701602,0]
["1998-07-07",1998,188,{"$f":"VLOOKUP($A4574,Rainfall!$D$3:$Q$10959,Hydrology!$D$1,FALSE)","v":0},{"$f":"MAX((D4574-'Farm data entry'!$D$24)*'Farm data entry'!$D$23,0)*10*'Farm data entry'!$D$10","v":0},{"$f":"AND(C4574>='Farm data entry'!$E$15,Hydrology!C4574<='Farm data entry'!$E$16)","v":true},0,{"$f":"VLOOKUP($A4574,ETo!$A$3:$N$10959,Hydrology!$D$1,FALSE)","v":2.5555983000000002},{"$f":"(H4574*'Farm data entry'!$D$25)","v":1.78891881},{"$f":"kc(C4574,Kc!$E$9:$H$9,Kc!$I$9:$K$9)","v":0.68235294117647061},1.2206740115294117,{"$f":"K4574*10*'Farm data entry'!$E$22","v":24.413480230588235},{"$f":"(L4574*'Farm data entry'!$D$14)","v":3.6620220345882348},28.075502265176468,28.075502265176468,0,223.79728566644076,0,28.075502265176468,0,1223.7972856664417,0,28.075502265176468,0,1822.8726785878953,0]
["1998-07-22",1998,203,{"$f":"VLOOKUP($A4589,Rainfall!$D$3:$Q$10959,Hydrology!$D$1,FALSE)","v":0.19999999872000002},{"$f":"MAX((D4589-'Farm data entry'!$D$24)*'Farm data entry'!$D$23,0)*10*'Farm data entry'!$D$10","v":0},{"$f":"AND(C4589>='Farm data entry'!$E$15,Hydrology!C4589<='Farm data entry'!$E$16)","v":true},0,{"$f":"VLOOKUP($A4589,ETo!$A$3:$N$10959,Hydrology!$D$1,FALSE)","v":3.6022029999999998},{"$f":"(H4589*'Farm data entry'!$D$25)","v":2.5215420999999996},{"$f":"kc(C4589,Kc!$E$9:$H$9,Kc!$I$9:$K$9)","v":0.72647058823529409},1.8318261726470584,{"$f":"K4589*10*'Farm data entry'!$E$22","v":36.636523452941169},{"$f":"(L4589*'Farm data entry'!$D$14)","v":5.4954785179411756},42.132001970882342,0,0,0,42.132001970882342,42.132001970882342,0,849.12229405555911,0,42.132001970882342,0,1448.1976869770128,0]
["1998-08-02",1998,214,{"$f":"VLOOKUP($A4600,Rainfall!$D$3:$Q$10959,Hydrology!$D$1,FALSE)","v":0},{"$f":"MAX((D4600-'Farm data entry'!$D$24)*'Farm data entry'!$D$23,0)*10*'Farm data entry'!$D$10","v":0},{"$f":"AND(C4600>='Farm data entry'!$E$15,Hydrology!C4600<='Farm data entry'!$E$16)","v":true},0,{"$f":"VLOOKUP($A4600,ETo!$A$3:$N$10959,Hydrology!$D$1,FALSE)","v":2.3740199999999998},{"$f":"(H4600*'Farm data entry'!$D$25)","v":1.6618139999999997},{"$f":"kc(C4600,Kc!$E$9:$H$9,Kc!$I$9:$K$9)","v":0.75882352941176467},1.2610235647058821,{"$f":"K4600*10*'Farm data entry'!$E$22","v":25.22047129411764},{"$f":"(L4600*'Farm data entry'!$D$14)","v":3.783070694117646},29.003541988235288,29.003541988235288,0,18.253059815335302,0,29.003541988235288,0,570.46430821012962,0,29.003541988235288,0,1169.5397011315836,0]
["1998-08-07",1998,219,{"$f":"VLOOKUP($A4605,Rainfall!$D$3:$Q$10959,Hydrology!$D$1,FALSE)","v":0},{"$f":"MAX((D4605-'Farm data entry'!$D$24)*'Farm data entry'!$D$23,0)*10*'Farm data entry'!$D$10","v":0},{"$f":"AND(C4605>='Farm data entry'!$E$15,Hydrology!C4605<='Farm data entry'!$E$16)","v":true},0,{"$f":"VLOOKUP($A4605,ETo!$A$3:$N$10959,Hydrology!$D$1,FALSE)","v":3.7237740000000001},{"$f":"(H4605*'Farm data entry'!$D$25)","v":2.6066417999999998},{"$f":"kc(C4605,Kc!$E$9:$H$9,Kc!$I$9:$K$9)","v":0.77352941176470591},2.0163140982352941,{"$f":"K4605*10*'Farm data entry'!$E$22","v":40.326281964705885},{"$f":"(L4605*'Farm data entry'!$D$14)","v":6.0489422947058822},46.375224259411766,0,0,0,46.375224259411766,46.375224259411766,0,352.07827249510029,0,46.375224259411766,0,951.15366541655408,0]
["1998-08-17",1998,229,{"$f":"VLOOKUP($A4615,Rainfall!$D$3:$Q$10959,Hydrology!$D$1,FALSE)","v":0},{"$f":"MAX((D4615-'Farm data entry'!$D$24)*'Farm data entry'!$D$23,0)*10*'Farm data entry'!$D$10","v":0},{"$f":"AND(C4615>='Farm data entry'!$E$15,Hydrology!C4615<='Farm data entry'!$E$16)","v":true},0,{"$f":"VLOOKUP($A4615,ETo!$A$3:$N$10959,Hydrology!$D$1,FALSE)","v":2.9736402000000002},{"$f":"(H4615*'Farm data entry'!$D$25)","v":2.0815481400000002},{"$f":"kc(C4615,Kc!$E$9:$H$9,Kc!$I$9:$K$9)","v":0.80294117647058827},1.6713607124117649,{"$f":"K4615*10*'Farm data entry'!$E$22","v":33.427214248235295},{"$f":"(L4615*'Farm data entry'!$D$14)","v":5.0140821372352944},38.441296385470586,0,0,0,38.441296385470586,0,0,0,38.441296385470586,38.441296385470586,0,511.61401310193656,0]
["1998-09-01",1998,244,{"$f":"VLOOKUP($A4630,Rainfall!$D$3:$Q$10959,Hydrology!$D$1,FALSE)","v":0},{"$f":"MAX((D4630-'Farm data entry'!$D$24)*'Farm data entry'!$D$23,0)*10*'Farm data entry'!$D$10","v":0},{"$f":"AND(C4630>='Farm data entry'!$E$15,Hydrology!C4630<='Farm data entry'!$E$16)","v":true},0,{"$f":"VLOOKUP($A4630,ETo!$A$3:$N$10959,Hydrology!$D$1,FALSE)","v":2.1005552000000001},{"$f":"(H4630*'Farm data entry'!$D$25)","v":1.4703886399999999},{"$f":"kc(C4630,Kc!$E$9:$H$9,Kc!$I$9:$K$9)","v":0.84705882352941175},1.2455056715294117,{"$f":"K4630*10*'Farm data entry'!$E$22","v":24.910113430588233},{"$f":"(L4630*'Farm data entry'!$D$14)","v":3.7365170145882347},28.646630445176466,0,0,0,28.646630445176466,0,0,0,28.646630445176466,28.646630445176466,0,94.949503263795492,0]
["1998-09-06",1998,249,{"$f":"VLOOKUP($A4635,Rainfall!$D$3:$Q$10959,Hydrology!$D$1,FALSE)","v":0.30000000671999999},{"$f":"MAX((D4635-'Farm data entry'!$D$24)*'Farm data entry'!$D$23,0)*10*'Farm data entry'!$D$10","v":0},{"$f":"AND(C4635>='Farm data entry'!$E$15,Hydrology!C4635<='Farm data entry'!$E$16)","v":true},0,{"$f":"VLOOKUP($A4635,ETo!$A$3:$N$10959,Hydrology!$D$1,FALSE)","v":1.3307282},{"$f":"(H4635*'Farm data entry'!$D$25)","v":0.93150973999999997},{"$f":"kc(C4635,Kc!$E$9:$H$9,Kc!$I$9:$K$9)","v":0.85},0.79178327900000001,{"$f":"K4635*10*'Farm data entry'!$E$22","v":15.835665580000001},{"$f":"(L4635*'Farm data entry'!$D$14)","v":2.3753498369999999},18.211015416999999,18.211015416999999,0,609.05794528030003,0,18.211015416999999,0,609.05794528030003,0,18.211015416999999,0,704.00744854409561,0]
["1998-09-19",1998,262,{"$f":"VLOOKUP($A4648,Rainfall!$D$3:$Q$10959,Hydrology!$D$1,FALSE)","v":0},{"$f":"MAX((D4648-'Farm data entry'!$D$24)*'Farm data entry'!$D$23,0)*10*'Farm data entry'!$D$10","v":0},{"$f":"AND(C4648>='Farm data entry'!$E$15,Hydrology!C4648<='Farm data entry'!$E$16)","v":true},0,{"$f":"VLOOKUP($A4648,ETo!$A$3:$N$10959,Hydrology!$D$1,FALSE)","v":1.1268973},{"$f":"(H4648*'Farm data entry'!$D$25)","v":0.78882810999999997},{"$f":"kc(C4648,Kc!$E$9:$H$9,Kc!$I$9:$K$9)","v":0.85},0.67050389349999995,{"$f":"K4648*10*'Farm data entry'!$E$22","v":13.410077869999999},{"$f":"(L4648*'Farm data entry'!$D$14)","v":2.0115116804999995},15.421589550499998,15.421589550499998,0,533.89956509139995,0,15.421589550499998,0,533.89956509139995,0,15.421589550499998,0,628.84906835519553,0]
["1998-10-01",1998,274,{"$f":"VLOOKUP($A4660,Rainfall!$D$3:$Q$10959,Hydrology!$D$1,FALSE)","v":4.9000001759999998},{"$f":"MAX((D4660-'Farm data entry'!$D$24)*'Farm data entry'!$D$23,0)*10*'Farm data entry'!$D$10","v":55.100003343999987},{"$f":"AND(C4660>='Farm data entry'!$E$15,Hydrology!C4660<='Farm data entry'!$E$16)","v":true},55.100003343999987,{"$f":"VLOOKUP($A4660,ETo!$A$3:$N$10959,Hydrology!$D$1,FALSE)","v":1.0214863000000001},{"$f":"(H4660*'Farm data entry'!$D$25)","v":0.71504040999999996},{"$f":"kc(C4660,Kc!$E$9:$H$9,Kc!$I$9:$K$9)","v":0.85},0.60778434849999996,{"$f":"K4660*10*'Farm data entry'!$E$22","v":12.15568697},{"$f":"(L4660*'Farm data entry'!$D$14)","v":1.8233530454999998},13.979040015499999,13.979040015499999,0,843.86460523979986,0,13.979040015499999,0,843.86460523979986,0,13.979040015499999,0,938.81410850359543,0]
["1998-10-02",1998,275,{"$f":"VLOOKUP($A4661,Rainfall!$D$3:$Q$10959,Hydrology!$D$1,FALSE)","v":0},{"$f":"MAX((D4661-'Farm data entry'!$D$24)*'Farm data entry'!$D$23,0)*10*'Farm data entry'!$D$10","v":0},{"$f":"AND(C4661>='Farm data entry'!$E$15,Hydrology!C4661<='Farm data entry'!$E$16)","v":true},0,{"$f":"VLOOKUP($A4661,ETo!$A$3:$N$10959,Hydrology!$D$1,FALSE)","v":0.78430169999999999},{"$f":"(H4661*'Farm data entry'!$D$25)","v":0.54901118999999998},{"$f":"kc(C4661,Kc!$E$9:$H$9,Kc!$I$9:$K$9)","v":0.85},0.46665951149999996,{"$f":"K4661*10*'Farm data entry'!$E$22","v":9.3331902299999996},{"$f":"(L4661*'Farm data entry'!$D$14)","v":1.3999785345},10.7331687645,10.7331687645,0,833.13143647529989,0,10.7331687645,0,833.13143647529989,0,10.7331687645,0,928.08093973909547,0]
["1998-10-17",1998,{"$f":"A4676-DATE(YEAR(A4676)-1,12,31)","v":290},{"$f":"VLOOKUP($A4676,Rainfall!$D$3:$Q$10959,Hydrology!$D$1,FALSE)","v":0.49999999680000001},{"$f":"MAX((D4676-'Farm data entry'!$D$24)*'Farm data entry'!$D$23,0)*10*'Farm data entry'!$D$10","v":0},{"$f":"AND(C4676>='Farm data entry'!$E$15,Hydrology!C4676<='Farm data entry'!$E$16)","v":true},{"$f":"E4676*F4676","v":0},{"$f":"VLOOKUP($A4676,ETo!$A$3:$N$10959,Hydrology!$D$1,FALSE)","v":1.2059135000000001},{"$f":"(H4676*'Farm data entry'!$D$25)","v":0.84413945000000001},{"$f":"kc(C4676,Kc!$E$9:$H$9,Kc!$I$9:$K$9)","v":0.375},{"$f":"(J4676*I4676)","v":0.31655229374999999},{"$f":"K4676*10*'Farm data entry'!$E$22","v":6.331045875},{"$f":"(L4676*'Farm data entry'!$D$14)","v":0.94965688124999992},7.2807027562500002,{"$f":"MIN($N4676,Q4675+$G4676)","v":7.2807027562500002},{"$f":"MAX(Q4675+$G4676-$N4676-P$1,0)","v":0},{"$f":"MIN(Q4675-O4676+$G4676,P$1)","v":992.71929724375002},0,7.2807027562500002,0,1100.9901115302498,0,7.2807027562500002,0,1195.9396147940454,0]
["1998-10-26",1998,299,{"$f":"VLOOKUP($A4685,Rainfall!$D$3:$Q$10959,Hydrology!$D$1,FALSE)","v":4.9000001759999998},{"$f":"MAX((D4685-'Farm data entry'!$D$24)*'Farm data entry'!$D$23,0)*10*'Farm data entry'!$D$10","v":55.100003343999987},{"$f":"AND(C4685>='Farm data entry'!$E$15,Hydrology!C4685<='Farm data entry'!$E$16)","v":true},55.100003343999987,{"$f":"VLOOKUP($A4685,ETo!$A$3:$N$10959,Hydrology!$D$1,FALSE)","v":0.61979145000000002},{"$f":"(H4685*'Farm data entry'!$D$25)","v":0.43385401499999998},{"$f":"kc(C4685,Kc!$E$9:$H$9,Kc!$I$9:$K$9)","v":0.15},6.5078102249999992E-2,{"$f":"K4685*10*'Farm data entry'!$E$22","v":1.3015620449999998},{"$f":"(L4685*'Farm data entry'!$D$14)","v":0.19523430674999998},1.4967963517499998,1.4967963517499998,48.531977472249991,1000,0,1.4967963517499998,0,1466.6026102279752,0,1.4967963517499998,0,1561.5521134917708,0]
["1998-11-01",1998,305,{"$f":"VLOOKUP($A4691,Rainfall!$D$3:$Q$10959,Hydrology!$D$1,FALSE)","v":0.39999998880000004},{"$f":"MAX((D4691-'Farm data entry'!$D$24)*'Farm data entry'!$D$23,0)*10*'Farm data entry'!$D$10","v":0},{"$f":"AND(C4691>='Farm data entry'!$E$15,Hydrology!C4691<='Farm data entry'!$E$16)","v":false},0,{"$f":"VLOOKUP($A4691,ETo!$A$3:$N$10959,Hydrology!$D$1,FALSE)","v":0.42599959999999998},{"$f":"(H4691*'Farm data entry'!$D$25)","v":0.29819971999999995},{"$f":"kc(C4691,Kc!$E$9:$H$9,Kc!$I$9:$K$9)","v":0},0,{"$f":"K4691*10*'Farm data entry'!$E$22","v":0},{"$f":"(L4691*'Farm data entry'!$D$14)","v":0},0,0,0,1000,0,0,0,1847.4866861425228,0,0,0,1942.4361894063184,0]
["1998-11-16",1998,320,{"$f":"VLOOKUP($A4706,Rainfall!$D$3:$Q$10959,Hydrology!$D$1,FALSE)","v":0},{"$f":"MAX((D4706-'Farm data entry'!$D$24)*'Farm data entry'!$D$23,0)*10*'Farm data entry'!$D$10","v":0},{"$f":"AND(C4706>='Farm data entry'!$E$15,Hydrology!C4706<='Farm data entry'!$E$16)","v":false},0,{"$f":"VLOOKUP($A4706,ETo!$A$3:$N$10959,Hydrology!$D$1,FALSE)","v":0.13686138},{"$f":"(H4706*'Farm data entry'!$D$25)","v":9.5802966000000003E-2},{"$f":"kc(C4706,Kc!$E$9:$H$9,Kc!$I$9:$K$9)","v":0},0,{"$f":"K4706*10*'Farm data entry'!$E$22","v":0},{"$f":"(L4706*'Farm data entry'!$D$14)","v":0},0,0,0,1000,0,0,0,1847.4866861425228,0,0,0,1942.4361894063184,0]
["1998-11-28",1998,332,{"$f":"VLOOKUP($A4718,Rainfall!$D$3:$Q$10959,Hydrology!$D$1,FALSE)","v":2.7},{"$f":"MAX((D4718-'Farm data entry'!$D$24)*'Farm data entry'!$D$23,0)*10*'Farm data entry'!$D$10","v":13.300000000000002},{"$f":"AND(C4718>='Farm data entry'!$E$15,Hydrology!C4718<='Farm data entry'!$E$16)","v":false},0,{"$f":"VLOOKUP($A4718,ETo!$A$3:$N$10959,Hydrology!$D$1,FALSE)","v":0},{"$f":"(H4718*'Farm data entry'!$D$25)","v":0},{"$f":"kc(C4718,Kc!$E$9:$H$9,Kc!$I$9:$K$9)","v":0},0,{"$f":"K4718*10*'Farm data entry'!$E$22","v":0},{"$f":"(L4718*'Farm data entry'!$D$14)","v":0},0,0,0,1000,0,0,0,1847.4866861425228,0,0,0,1942.4361894063184,0]
["1998-12-01",1998,335,{"$f":"VLOOKUP($A4721,Rainfall!$D$3:$Q$10959,Hydrology!$D$1,FALSE)","v":0},{"$f":"MAX((D4721-'Farm data entry'!$D$24)*'Farm data entry'!$D$23,0)*10*'Farm data entry'!$D$10","v":0},{"$f":"AND(C4721>='Farm data entry'!$E$15,Hydrology!C4721<='Farm data entry'!$E$16)","v":false},0,{"$f":"VLOOKUP($A4721,ETo!$A$3:$N$10959,Hydrology!$D$1,FALSE)","v":0.18472263},{"$f":"(H4721*'Farm data entry'!$D$25)","v":0.129305841},{"$f":"kc(C4721,Kc!$E$9:$H$9,Kc!$I$9:$K$9)","v":0},0,{"$f":"K4721*10*'Farm data entry'!$E$22","v":0},{"$f":"(L4721*'Farm data entry'!$D$14)","v":0},0,0,0,1000,0,0,0,1847.4866861425228,0,0,0,1942.4361894063184,0]
["1998-12-16",1998,350,{"$f":"VLOOKUP($A4736,Rainfall!$D$3:$Q$10959,Hydrology!$D$1,FALSE)","v":9.9999999360000008E-2},{"$f":"MAX((D4736-'Farm data entry'!$D$24)*'Farm data entry'!$D$23,0)*10*'Farm data entry'!$D$10","v":0},{"$f":"AND(C4736>='Farm data entry'!$E$15,Hydrology!C4736<='Farm data entry'!$E$16)","v":false},0,{"$f":"VLOOKUP($A4736,ETo!$A$3:$N$10959,Hydrology!$D$1,FALSE)","v":0},{"$f":"(H4736*'Farm data entry'!$D$25)","v":0},{"$f":"kc(C4736,Kc!$E$9:$H$9,Kc!$I$9:$K$9)","v":0},0,{"$f":"K4736*10*'Farm data entry'!$E$22","v":0},{"$f":"(L4736*'Farm data entry'!$D$14)","v":0},0,0,0,1000,0,0,0,1847.4866861425228,0,0,0,1942.4361894063184,0]
["1998-12-27",1998,361,{"$f":"VLOOKUP($A4747,Rainfall!$D$3:$Q$10959,Hydrology!$D$1,FALSE)","v":4.6999999872},{"$f":"MAX((D4747-'Farm data entry'!$D$24)*'Farm data entry'!$D$23,0)*10*'Farm data entry'!$D$10","v":51.299999756799998},{"$f":"AND(C4747>='Farm data entry'!$E$15,Hydrology!C4747<='Farm data entry'!$E$16)","v":false},0,{"$f":"VLOOKUP($A4747,ETo!$A$3:$N$10959,Hydrology!$D$1,FALSE)","v":0.59714869999999998},{"$f":"(H4747*'Farm data entry'!$D$25)","v":0.41800408999999994},{"$f":"kc(C4747,Kc!$E$9:$H$9,Kc!$I$9:$K$9)","v":0},0,{"$f":"K4747*10*'Farm data entry'!$E$22","v":0},{"$f":"(L4747*'Farm data entry'!$D$14)","v":0},0,0,0,1000,0,0,0,1847.4866861425228,0,0,0,1942.4361894063184,0]
["1998-12-30",1998,364,{"$f":"VLOOKUP($A4750,Rainfall!$D$3:$Q$10959,Hydrology!$D$1,FALSE)","v":0.60000000480000004},{"$f":"MAX((D4750-'Farm data entry'!$D$24)*'Farm data entry'!$D$23,0)*10*'Farm data entry'!$D$10","v":0},{"$f":"AND(C4750>='Farm data entry'!$E$15,Hydrology!C4750<='Farm data entry'!$E$16)","v":false},0,{"$f":"VLOOKUP($A4750,ETo!$A$3:$N$10959,Hydrology!$D$1,FALSE)","v":0.56467867000000005},{"$f":"(H4750*'Farm data entry'!$D$25)","v":0.39527506900000003},{"$f":"kc(C4750,Kc!$E$9:$H$9,Kc!$I$9:$K$9)","v":0},0,{"$f":"K4750*10*'Farm data entry'!$E$22","v":0},{"$f":"(L4750*'Farm data entry'!$D$14)","v":0},0,0,0,1000,0,0,0,1847.4866861425228,0,0,0,1942.4361894063184,0]
["1999-01-15",1999,15,{"$f":"VLOOKUP($A4766,Rainfall!$D$3:$Q$10959,Hydrology!$D$1,FALSE)","v":27.300000671999999},{"$f":"MAX((D4766-'Farm data entry'!$D$24)*'Farm data entry'!$D$23,0)*10*'Farm data entry'!$D$10","v":480.70001276799997},{"$f":"AND(C4766>='Farm data entry'!$E$15,Hydrology!C4766<='Farm data entry'!$E$16)","v":false},0,{"$f":"VLOOKUP($A4766,ETo!$A$3:$N$10959,Hydrology!$D$1,FALSE)","v":0.55328630000000001},{"$f":"(H4766*'Farm data entry'!$D$25)","v":0.38730040999999998},{"$f":"kc(C4766,Kc!$E$9:$H$9,Kc!$I$9:$K$9)","v":0},0,{"$f":"K4766*10*'Farm data entry'!$E$22","v":0},{"$f":"(L4766*'Farm data entry'!$D$14)","v":0},0,0,0,1000,0,0,0,1847.4866861425228,0,0,0,1942.4361894063184,0]
["1999-01-26",1999,26,{"$f":"VLOOKUP($A4777,Rainfall!$D$3:$Q$10959,Hydrology!$D$1,FALSE)","v":10.200000038399999},{"$f":"MAX((D4777-'Farm data entry'!$D$24)*'Farm data entry'!$D$23,0)*10*'Farm data entry'!$D$10","v":155.80000072959996},{"$f":"AND(C4777>='Farm data entry'!$E$15,Hydrology!C4777<='Farm data entry'!$E$16)","v":false},0,{"$f":"VLOOKUP($A4777,ETo!$A$3:$N$10959,Hydrology!$D$1,FALSE)","v":0.57752130000000002},{"$f":"(H4777*'Farm data entry'!$D$25)","v":0.40426490999999998},{"$f":"kc(C4777,Kc!$E$9:$H$9,Kc!$I$9:$K$9)","v":0},0,{"$f":"K4777*10*'Farm data entry'!$E$22","v":0},{"$f":"(L4777*'Farm data entry'!$D$14)","v":0},0,0,0,1000,0,0,0,1847.4866861425228,0,0,0,1942.4361894063184,0]
["1999-02-01",1999,32,{"$f":"VLOOKUP($A4783,Rainfall!$D$3:$Q$10959,Hydrology!$D$1,FALSE)","v":0},{"$f":"MAX((D4783-'Farm data entry'!$D$24)*'Farm data entry'!$D$23,0)*10*'Farm data entry'!$D$10","v":0},{"$f":"AND(C4783>='Farm data entry'!$E$15,Hydrology!C4783<='Farm data entry'!$E$16)","v":false},0,{"$f":"VLOOKUP($A4783,ETo!$A$3:$N$10959,Hydrology!$D$1,FALSE)","v":1.8782503999999998E-2},{"$f":"(H4783*'Farm data entry'!$D$25)","v":1.3147752799999999E-2},{"$f":"kc(C4783,Kc!$E$9:$H$9,Kc!$I$9:$K$9)","v":0},0,{"$f":"K4783*10*'Farm data entry'!$E$22","v":0},{"$f":"(L4783*'Farm data entry'!$D$14)","v":0},0,0,0,1000,0,0,0,1847.4866861425228,0,0,0,1942.4361894063184,0]
["1999-02-14",1999,45,{"$f":"VLOOKUP($A4796,Rainfall!$D$3:$Q$10959,Hydrology!$D$1,FALSE)","v":2.2999999680000003},{"$f":"MAX((D4796-'Farm data entry'!$D$24)*'Farm data entry'!$D$23,0)*10*'Farm data entry'!$D$10","v":5.6999993920000049},{"$f":"AND(C4796>='Farm data entry'!$E$15,Hydrology!C4796<='Farm data entry'!$E$16)","v":false},0,{"$f":"VLOOKUP($A4796,ETo!$A$3:$N$10959,Hydrology!$D$1,FALSE)","v":0.29078749999999998},{"$f":"(H4796*'Farm data entry'!$D$25)","v":0.20355124999999996},{"$f":"kc(C4796,Kc!$E$9:$H$9,Kc!$I$9:$K$9)","v":0},0,{"$f":"K4796*10*'Farm data entry'!$E$22","v":0},{"$f":"(L4796*'Farm data entry'!$D$14)","v":0},0,0,0,1000,0,0,0,1847.4866861425228,0,0,0,1942.4361894063184,0]
["1999-02-15",1999,46,{"$f":"VLOOKUP($A4797,Rainfall!$D$3:$Q$10959,Hydrology!$D$1,FALSE)","v":0.30000000671999999},{"$f":"MAX((D4797-'Farm data entry'!$D$24)*'Farm data entry'!$D$23,0)*10*'Farm data entry'!$D$10","v":0},{"$f":"AND(C4797>='Farm data entry'!$E$15,Hydrology!C4797<='Farm data entry'!$E$16)","v":false},0,{"$f":"VLOOKUP($A4797,ETo!$A$3:$N$10959,Hydrology!$D$1,FALSE)","v":0.31539159999999999},{"$f":"(H4797*'Farm data entry'!$D$25)","v":0.22077411999999999},{"$f":"kc(C4797,Kc!$E$9:$H$9,Kc!$I$9:$K$9)","v":0},0,{"$f":"K4797*10*'Farm data entry'!$E$22","v":0},{"$f":"(L4797*'Farm data entry'!$D$14)","v":0},0,0,0,1000,0,0,0,1847.4866861425228,0,0,0,1942.4361894063184,0]
["1999-03-02",1999,61,{"$f":"VLOOKUP($A4812,Rainfall!$D$3:$Q$10959,Hydrology!$D$1,FALSE)","v":5.9000002559999993},{"$f":"MAX((D4812-'Farm data entry'!$D$24)*'Farm data entry'!$D$23,0)*10*'Farm data entry'!$D$10","v":74.100004863999985},{"$f":"AND(C4812>='Farm data entry'!$E$15,Hydrology!C4812<='Farm data entry'!$E$16)","v":true},74.100004863999985,{"$f":"VLOOKUP($A4812,ETo!$A$3:$N$10959,Hydrology!$D$1,FALSE)","v":0.57752400000000004},{"$f":"(H4812*'Farm data entry'!$D$25)","v":0.40426679999999998},{"$f":"kc(C4812,Kc!$E$9:$H$9,Kc!$I$9:$K$9)","v":0},0,{"$f":"K4812*10*'Farm data entry'!$E$22","v":0},{"$f":"(L4812*'Farm data entry'!$D$14)","v":0},0,0,74.100004864000084,1000,0,0,0,1921.5866910065229,0,0,0,2016.5361942703184,0]
["1999-03-14",1999,73,{"$f":"VLOOKUP($A4824,Rainfall!$D$3:$Q$10959,Hydrology!$D$1,FALSE)","v":0},{"$f":"MAX((D4824-'Farm data entry'!$D$24)*'Farm data entry'!$D$23,0)*10*'Farm data entry'!$D$10","v":0},{"$f":"AND(C4824>='Farm data entry'!$E$15,Hydrology!C4824<='Farm data entry'!$E$16)","v":true},0,{"$f":"VLOOKUP($A4824,ETo!$A$3:$N$10959,Hydrology!$D$1,FALSE)","v":1.1012911999999999},{"$f":"(H4824*'Farm data entry'!$D$25)","v":0.7709038399999999},{"$f":"kc(C4824,Kc!$E$9:$H$9,Kc!$I$9:$K$9)","v":0},0,{"$f":"K4824*10*'Farm data entry'!$E$22","v":0},{"$f":"(L4824*'Farm data entry'!$D$14)","v":0},0,0,0,1000,0,0,0,1982.3866923441228,0,0,0,2077.3361956079184,0]
["1999-03-17",1999,76,{"$f":"VLOOKUP($A4827,Rainfall!$D$3:$Q$10959,Hydrology!$D$1,FALSE)","v":0},{"$f":"MAX((D4827-'Farm data entry'!$D$24)*'Farm data entry'!$D$23,0)*10*'Farm data entry'!$D$10","v":0},{"$f":"AND(C4827>='Farm data entry'!$E$15,Hydrology!C4827<='Farm data entry'!$E$16)","v":true},0,{"$f":"VLOOKUP($A4827,ETo!$A$3:$N$10959,Hydrology!$D$1,FALSE)","v":1.1089758000000001},{"$f":"(H4827*'Farm data entry'!$D$25)","v":0.77628306000000002},{"$f":"kc(C4827,Kc!$E$9:$H$9,Kc!$I$9:$K$9)","v":0},0,{"$f":"K4827*10*'Farm data entry'!$E$22","v":0},{"$f":"(L4827*'Farm data entry'!$D$14)","v":0},0,0,0,1000,0,0,0,1982.3866923441228,0,0,0,2077.3361956079184,0]
["1999-04-01",1999,91,{"$f":"VLOOKUP($A4842,Rainfall!$D$3:$Q$10959,Hydrology!$D$1,FALSE)","v":0},{"$f":"MAX((D4842-'Farm data entry'!$D$24)*'Farm data entry'!$D$23,0)*10*'Farm data entry'!$D$10","v":0},{"$f":"AND(C4842>='Farm data entry'!$E$15,Hydrology!C4842<='Farm data entry'!$E$16)","v":true},0,{"$f":"VLOOKUP($A4842,ETo!$A$3:$N$10959,Hydrology!$D$1,FALSE)","v":2.5273560000000002},{"$f":"(H4842*'Farm data entry'!$D$25)","v":1.7691492},{"$f":"kc(C4842,Kc!$E$9:$H$9,Kc!$I$9:$K$9)","v":0},0,{"$f":"K4842*10*'Farm data entry'!$E$22","v":0},{"$f":"(L4842*'Farm data entry'!$D$14)","v":0},0,0,0,1000,0,0,0,2000,0,0,0,2259.7361897711185,0]
["1999-04-07",1999,97,{"$f":"VLOOKUP($A4848,Rainfall!$D$3:$Q$10959,Hydrology!$D$1,FALSE)","v":0},{"$f":"MAX((D4848-'Farm data entry'!$D$24)*'Farm data entry'!$D$23,0)*10*'Farm data entry'!$D$10","v":0},{"$f":"AND(C4848>='Farm data entry'!$E$15,Hydrology!C4848<='Farm data entry'!$E$16)","v":true},0,{"$f":"VLOOKUP($A4848,ETo!$A$3:$N$10959,Hydrology!$D$1,FALSE)","v":1.6808584},{"$f":"(H4848*'Farm data entry'!$D$25)","v":1.1766008799999998},{"$f":"kc(C4848,Kc!$E$9:$H$9,Kc!$I$9:$K$9)","v":0.4147058823529412},0.48794330611764702,{"$f":"K4848*10*'Farm data entry'!$E$22","v":9.7588661223529414},{"$f":"(L4848*'Farm data entry'!$D$14)","v":1.4638299183529411},11.222696040705882,11.222696040705882,0,951.69809966964715,0,11.222696040705882,0,1951.698099669647,0,11.222696040705882,0,2211.4342894407655,0]
["1999-04-16",1999,106,{"$f":"VLOOKUP($A4857,Rainfall!$D$3:$Q$10959,Hydrology!$D$1,FALSE)","v":0},{"$f":"MAX((D4857-'Farm data entry'!$D$24)*'Farm data entry'!$D$23,0)*10*'Farm data entry'!$D$10","v":0},{"$f":"AND(C4857>='Farm data entry'!$E$15,Hydrology!C4857<='Farm data entry'!$E$16)","v":true},0,{"$f":"VLOOKUP($A4857,ETo!$A$3:$N$10959,Hydrology!$D$1,FALSE)","v":1.6004064},{"$f":"(H4857*'Farm data entry'!$D$25)","v":1.12028448},{"$f":"kc(C4857,Kc!$E$9:$H$9,Kc!$I$9:$K$9)","v":0.44117647058823528},0.49424315294117649,{"$f":"K4857*10*'Farm data entry'!$E$22","v":9.8848630588235302},{"$f":"(L4857*'Farm data entry'!$D$14)","v":1.4827294588235296},11.36759251764706,11.36759251764706,0,953.75781822317651,0,11.36759251764706,0,1953.7578182231764,0,11.36759251764706,0,2258.7237378312361,0]
["1999-04-27",1999,{"$f":"A4868-DATE(YEAR(A4868)-1,12,31)","v":117},{"$f":"VLOOKUP($A4868,Rainfall!$D$3:$Q$10959,Hydrology!$D$1,FALSE)","v":0},{"$f":"MAX((D4868-'Farm data entry'!$D$24)*'Farm data entry'!$D$23,0)*10*'Farm data entry'!$D$10","v":0},{"$f":"AND(C4868>='Farm data entry'!$E$15,Hydrology!C4868<='Farm data entry'!$E$16)","v":true},{"$f":"E4868*F4868","v":0},{"$f":"VLOOKUP($A4868,ETo!$A$3:$N$10959,Hydrology!$D$1,FALSE)","v":2.9198431999999999},{"$f":"(H4868*'Farm data entry'!$D$25)","v":2.0438902399999996},{"$f":"kc(C4868,Kc!$E$9:$H$9,Kc!$I$9:$K$9)","v":0.47352941176470592},{"$f":"(J4868*I4868)","v":0.96784214305882343},{"$f":"K4868*10*'Farm data entry'!$E$22","v":19.356842861176467},{"$f":"(L4868*'Farm data entry'!$D$14)","v":2.9035264291764702},22.260369290352937,{"$f":"MIN($N4868,Q4867+$G4868)","v":22.260369290352937},{"$f":"MAX(Q4867+$G4868-$N4868-P$1,0)","v":0},{"$f":"MIN(Q4867-O4868+$G4868,P$1)","v":934.17083690115282},0,22.260369290352937,0,1934.1708369011528,0,22.260369290352937,0,2416.0469570120481,0]
["1999-05-12",1999,132,{"$f":"VLOOKUP($A4883,Rainfall!$D$3:$Q$10959,Hydrology!$D$1,FALSE)","v":0},{"$f":"MAX((D4883-'Farm data entry'!$D$24)*'Farm data entry'!$D$23,0)*10*'Farm data entry'!$D$10","v":0},{"$f":"AND(C4883>='Farm data entry'!$E$15,Hydrology!C4883<='Farm data entry'!$E$16)","v":true},0,{"$f":"VLOOKUP($A4883,ETo!$A$3:$N$10959,Hydrology!$D$1,FALSE)","v":2.3913416999999999},{"$f":"(H4883*'Farm data entry'!$D$25)","v":1.6739391899999998},{"$f":"kc(C4883,Kc!$E$9:$H$9,Kc!$I$9:$K$9)","v":0.51764705882352935},0.866509698352941,{"$f":"K4883*10*'Farm data entry'!$E$22","v":17.330193967058818},{"$f":"(L4883*'Farm data entry'!$D$14)","v":2.5995290950588226},19.929723062117642,19.929723062117642,0,638.21725138368197,0,19.929723062117642,0,1638.2172513836822,0,19.929723062117642,0,2120.0933714945777,0]
["1999-05-14",1999,134,{"$f":"VLOOKUP($A4885,Rainfall!$D$3:$Q$10959,Hydrology!$D$1,FALSE)","v":1.5000000767999999},{"$f":"MAX((D4885-'Farm data entry'!$D$24)*'Farm data entry'!$D$23,0)*10*'Farm data entry'!$D$10","v":0},{"$f":"AND(C4885>='Farm data entry'!$E$15,Hydrology!C4885<='Farm data entry'!$E$16)","v":true},0,{"$f":"VLOOKUP($A4885,ETo!$A$3:$N$10959,Hydrology!$D$1,FALSE)","v":2.1311152},{"$f":"(H4885*'Farm data entry'!$D$25)","v":1.49178064},{"$f":"kc(C4885,Kc!$E$9:$H$9,Kc!$I$9:$K$9)","v":0.52352941176470591},0.78099104094117655,{"$f":"K4885*10*'Farm data entry'!$E$22","v":15.619820818823531},{"$f":"(L4885*'Farm data entry'!$D$14)","v":2.3429731228235293},17.96279394164706,17.96279394164706,0,600.38757273674082,0,17.96279394164706,0,1600.387572736741,0,17.96279394164706,0,2082.2636928476368,0]
["1999-05-27",1999,147,{"$f":"VLOOKUP($A4898,Rainfall!$D$3:$Q$10959,Hydrology!$D$1,FALSE)","v":0},{"$f":"MAX((D4898-'Farm data entry'!$D$24)*'Farm data entry'!$D$23,0)*10*'Farm data entry'!$D$10","v":0},{"$f":"AND(C4898>='Farm data entry'!$E$15,Hydrology!C4898<='Farm data entry'!$E$16)","v":true},0,{"$f":"VLOOKUP($A4898,ETo!$A$3:$N$10959,Hydrology!$D$1,FALSE)","v":4.3927316999999997},{"$f":"(H4898*'Farm data entry'!$D$25)","v":3.0749121899999996},{"$f":"kc(C4898,Kc!$E$9:$H$9,Kc!$I$9:$K$9)","v":0.56176470588235294},1.7273771420294115,{"$f":"K4898*10*'Farm data entry'!$E$22","v":34.547542840588228},{"$f":"(L4898*'Farm data entry'!$D$14)","v":5.1821314260882341},39.729674266676462,39.729674266676462,0,438.38616378677011,0,39.729674266676462,0,1438.3861637867706,0,39.729674266676462,0,1920.2622838976665,0]
["1999-06-11",1999,162,{"$f":"VLOOKUP($A4913,Rainfall!$D$3:$Q$10959,Hydrology!$D$1,FALSE)","v":1.1000000448},{"$f":"MAX((D4913-'Farm data entry'!$D$24)*'Farm data entry'!$D$23,0)*10*'Farm data entry'!$D$10","v":0},{"$f":"AND(C4913>='Farm data entry'!$E$15,Hydrology!C4913<='Farm data entry'!$E$16)","v":true},0,{"$f":"VLOOKUP($A4913,ETo!$A$3:$N$10959,Hydrology!$D$1,FALSE)","v":1.5260826000000001},{"$f":"(H4913*'Farm data entry'!$D$25)","v":1.0682578199999999},{"$f":"kc(C4913,Kc!$E$9:$H$9,Kc!$I$9:$K$9)","v":0.60588235294117654},0.64723856152941184,{"$f":"K4913*10*'Farm data entry'!$E$22","v":12.944771230588238},{"$f":"(L4913*'Farm data entry'!$D$14)","v":1.9417156845882355},14.886486915176473,14.886486915176473,0,392.27259913674669,0,14.886486915176473,0,1392.272599136747,0,14.886486915176473,0,1874.1487192476429,0]
["1999-06-16",1999,167,{"$f":"VLOOKUP($A4918,Rainfall!$D$3:$Q$10959,Hydrology!$D$1,FALSE)","v":0},{"$f":"MAX((D4918-'Farm data entry'!$D$24)*'Farm data entry'!$D$23,0)*10*'Farm data entry'!$D$10","v":0},{"$f":"AND(C4918>='Farm data entry'!$E$15,Hydrology!C4918<='Farm data entry'!$E$16)","v":true},0,{"$f":"VLOOKUP($A4918,ETo!$A$3:$N$10959,Hydrology!$D$1,FALSE)","v":4.2831754999999996},{"$f":"(H4918*'Farm data entry'!$D$25)","v":2.9982228499999994},{"$f":"kc(C4918,Kc!$E$9:$H$9,Kc!$I$9:$K$9)","v":0.62058823529411766},1.8606618274999998,{"$f":"K4918*10*'Farm data entry'!$E$22","v":37.213236549999998},{"$f":"(L4918*'Farm data entry'!$D$14)","v":5.5819854824999995},42.7952220325,42.7952220325,0,237.29350612159968,0,42.7952220325,0,1237.2935061215996,0,42.7952220325,0,1719.1696262324956,0]
["1999-06-26",1999,177,{"$f":"VLOOKUP($A4928,Rainfall!$D$3:$Q$10959,Hydrology!$D$1,FALSE)","v":0.30000000671999999},{"$f":"MAX((D4928-'Farm data entry'!$D$24)*'Farm data entry'!$D$23,0)*10*'Farm data entry'!$D$10","v":0},{"$f":"AND(C4928>='Farm data entry'!$E$15,Hydrology!C4928<='Farm data entry'!$E$16)","v":true},0,{"$f":"VLOOKUP($A4928,ETo!$A$3:$N$10959,Hydrology!$D$1,FALSE)","v":3.7997972999999998},{"$f":"(H4928*'Farm data entry'!$D$25)","v":2.6598581099999996},{"$f":"kc(C4928,Kc!$E$9:$H$9,Kc!$I$9:$K$9)","v":0.65},1.7289077714999999,{"$f":"K4928*10*'Farm data entry'!$E$22","v":34.578155429999995},{"$f":"(L4928*'Farm data entry'!$D$14)","v":5.1867233144999991},39.764878744499995,0,0,0,39.764878744499995,39.764878744499995,0,887.13591029262875,0,39.764878744499995,0,1369.0120304035247,0]
["1999-07-01",{"$f":"YEAR(A4933)","v":1999},182,{"$f":"VLOOKUP($A4933,Rainfall!$D$3:$Q$10959,Hydrology!$D$1,FALSE)","v":9.9999999360000008E-2},{"$f":"MAX((D4933-'Farm data entry'!$D$24)*'Farm data entry'!$D$23,0)*10*'Farm data entry'!$D$10","v":0},{"$f":"AND(C4933>='Farm data entry'!$E$15,Hydrology!C4933<='Farm data entry'!$E$16)","v":true},0,{"$f":"VLOOKUP($A4933,ETo!$A$3:$N$10959,Hydrology!$D$1,FALSE)","v":2.0620599999999998},{"$f":"(H4933*'Farm data entry'!$D$25)","v":1.4434419999999997},{"$f":"kc(C4933,Kc!$E$9:$H$9,Kc!$I$9:$K$9)","v":0.66470588235294115},0.9594643882352939,{"$f":"K4933*10*'Farm data entry'!$E$22","v":19.189287764705877},{"$f":"(L4933*'Farm data entry'!$D$14)","v":2.8783931647058814},{"$f":"SUM(L4933:M4933)","v":22.067680929411758},22.067680929411758,0,53.235177958282314,{"$f":"$N4933-O4933","v":0},{"$f":"MIN($N4933,U4932+$G4933)","v":22.067680929411758},{"$f":"MAX(U4932+$G4933-$N4933-T$1,0)","v":0},{"$f":"MIN(U4932-S4933+$G4933,T$1)","v":917.09430733191107},{"$f":"$N4933-S4933","v":0},{"$f":"MIN($N4933,Y4932+$G4933)","v":22.067680929411758},{"$f":"MAX(Y4932+$G4933-$N4933-X$1,0)","v":0},{"$f":"MIN(Y4932-W4933+$G4933,X$1)","v":1398.970427442807},{"$f":"$N4933-W4933","v":0}]
["1999-07-14",1999,195,{"$f":"VLOOKUP($A4946,Rainfall!$D$3:$Q$10959,Hydrology!$D$1,FALSE)","v":0},{"$f":"MAX((D4946-'Farm data entry'!$D$24)*'Farm data entry'!$D$23,0)*10*'Farm data entry'!$D$10","v":0},{"$f":"AND(C4946>='Farm data entry'!$E$15,Hydrology!C4946<='Farm data entry'!$E$16)","v":true},0,{"$f":"VLOOKUP($A4946,ETo!$A$3:$N$10959,Hydrology!$D$1,FALSE)","v":2.5957088000000001},{"$f":"(H4946*'Farm data entry'!$D$25)","v":1.81699616},{"$f":"kc(C4946,Kc!$E$9:$H$9,Kc!$I$9:$K$9)","v":0.70294117647058818},1.277241418352941,{"$f":"K4946*10*'Farm data entry'!$E$22","v":25.54482836705882},{"$f":"(L4946*'Farm data entry'!$D$14)","v":3.8317242550588229},29.376552622117643,0,0,0,29.376552622117643,29.376552622117643,0,452.34071617917579,0,29.376552622117643,0,934.21683629007168,0]
["1999-07-26",1999,207,{"$f":"VLOOKUP($A4958,Rainfall!$D$3:$Q$10959,Hydrology!$D$1,FALSE)","v":0},{"$f":"MAX((D4958-'Farm data entry'!$D$24)*'Farm data entry'!$D$23,0)*10*'Farm data entry'!$D$10","v":0},{"$f":"AND(C4958>='Farm data entry'!$E$15,Hydrology!C4958<='Farm data entry'!$E$16)","v":true},0,{"$f":"VLOOKUP($A4958,ETo!$A$3:$N$10959,Hydrology!$D$1,FALSE)","v":3.6435195999999999},{"$f":"(H4958*'Farm data entry'!$D$25)","v":2.5504637199999998},{"$f":"kc(C4958,Kc!$E$9:$H$9,Kc!$I$9:$K$9)","v":0.7382352941176471},1.8828423344705882,{"$f":"K4958*10*'Farm data entry'!$E$22","v":37.656846689411765},{"$f":"(L4958*'Farm data entry'!$D$14)","v":5.6485270034117647},43.30537369282353,0,0,0,43.30537369282353,43.30537369282353,0,4.5671744442993898,0,43.30537369282353,0,486.44329455519517,0]
["1999-07-31",1999,212,{"$f":"VLOOKUP($A4963,Rainfall!$D$3:$Q$10959,Hydrology!$D$1,FALSE)","v":4.2999999551999997},{"$f":"MAX((D4963-'Farm data entry'!$D$24)*'Farm data entry'!$D$23,0)*10*'Farm data entry'!$D$10","v":43.699999148799989},{"$f":"AND(C4963>='Farm data entry'!$E$15,Hydrology!C4963<='Farm data entry'!$E$16)","v":true},43.699999148799989,{"$f":"VLOOKUP($A4963,ETo!$A$3:$N$10959,Hydrology!$D$1,FALSE)","v":3.916658},{"$f":"(H4963*'Farm data entry'!$D$25)","v":2.7416605999999999},{"$f":"kc(C4963,Kc!$E$9:$H$9,Kc!$I$9:$K$9)","v":0.75294117647058822},2.0643091576470587,{"$f":"K4963*10*'Farm data entry'!$E$22","v":41.286183152941177},{"$f":"(L4963*'Farm data entry'!$D$14)","v":6.1929274729411761},47.479110625882356,43.699999148799989,0,0,3.7791114770823668,43.699999148799989,0,0,3.7791114770823668,47.479110625882356,0,288.56995982346569,0]
["1999-08-11",1999,223,{"$f":"VLOOKUP($A4974,Rainfall!$D$3:$Q$10959,Hydrology!$D$1,FALSE)","v":0},{"$f":"MAX((D4974-'Farm data entry'!$D$24)*'Farm data entry'!$D$23,0)*10*'Farm data entry'!$D$10","v":0},{"$f":"AND(C4974>='Farm data entry'!$E$15,Hydrology!C4974<='Farm data entry'!$E$16)","v":true},0,{"$f":"VLOOKUP($A4974,ETo!$A$3:$N$10959,Hydrology!$D$1,FALSE)","v":2.16676},{"$f":"(H4974*'Farm data entry'!$D$25)","v":1.516732},{"$f":"kc(C4974,Kc!$E$9:$H$9,Kc!$I$9:$K$9)","v":0.78529411764705881},1.1910807176470588,{"$f":"K4974*10*'Farm data entry'!$E$22","v":23.821614352941175},{"$f":"(L4974*'Farm data entry'!$D$14)","v":3.5732421529411762},27.394856505882352,27.394856505882352,0,381.00633696602938,0,27.394856505882352,0,381.00633696602938,0,27.394856505882352,0,553.89875801631865,0]
["1999-08-20",1999,232,{"$f":"VLOOKUP($A4983,Rainfall!$D$3:$Q$10959,Hydrology!$D$1,FALSE)","v":0},{"$f":"MAX((D4983-'Farm data entry'!$D$24)*'Farm data entry'!$D$23,0)*10*'Farm data entry'!$D$10","v":0},{"$f":"AND(C4983>='Farm data entry'!$E$15,Hydrology!C4983<='Farm data entry'!$E$16)","v":true},0,{"$f":"VLOOKUP($A4983,ETo!$A$3:$N$10959,Hydrology!$D$1,FALSE)","v":2.3319695},{"$f":"(H4983*'Farm data entry'!$D$25)","v":1.6323786499999999},{"$f":"kc(C4983,Kc!$E$9:$H$9,Kc!$I$9:$K$9)","v":0.81176470588235294},1.3251073747058824,{"$f":"K4983*10*'Farm data entry'!$E$22","v":26.502147494117647},{"$f":"(L4983*'Farm data entry'!$D$14)","v":3.9753221241176471},30.477469618235293,30.477469618235293,0,610.97760976049415,0,30.477469618235293,0,610.97760976049415,0,30.477469618235293,0,783.87003081078331,0]
["1999-08-30",1999,242,{"$f":"VLOOKUP($A4993,Rainfall!$D$3:$Q$10959,Hydrology!$D$1,FALSE)","v":0},{"$f":"MAX((D4993-'Farm data entry'!$D$24)*'Farm data entry'!$D$23,0)*10*'Farm data entry'!$D$10","v":0},{"$f":"AND(C4993>='Farm data entry'!$E$15,Hydrology!C4993<='Farm data entry'!$E$16)","v":true},0,{"$f":"VLOOKUP($A4993,ETo!$A$3:$N$10959,Hydrology!$D$1,FALSE)","v":2.3121822000000001},{"$f":"(H4993*'Farm data entry'!$D$25)","v":1.6185275399999999},{"$f":"kc(C4993,Kc!$E$9:$H$9,Kc!$I$9:$K$9)","v":0.8411764705882353},1.3614672836470587,{"$f":"K4993*10*'Farm data entry'!$E$22","v":27.229345672941175},{"$f":"(L4993*'Farm data entry'!$D$14)","v":4.0844018509411759},31.313747523882352,31.313747523882352,0,396.58425457212957,0,31.313747523882352,0,396.58425457212957,0,31.313747523882352,0,569.47667562241872,0]
["1999-09-10",1999,253,{"$f":"VLOOKUP($A5004,Rainfall!$D$3:$Q$10959,Hydrology!$D$1,FALSE)","v":0},{"$f":"MAX((D5004-'Farm data entry'!$D$24)*'Farm data entry'!$D$23,0)*10*'Farm data entry'!$D$10","v":0},{"$f":"AND(C5004>='Farm data entry'!$E$15,Hydrology!C5004<='Farm data entry'!$E$16)","v":true},0,{"$f":"VLOOKUP($A5004,ETo!$A$3:$N$10959,Hydrology!$D$1,FALSE)","v":1.7069639999999999},{"$f":"(H5004*'Farm data entry'!$D$25)","v":1.1948747999999998},{"$f":"kc(C5004,Kc!$E$9:$H$9,Kc!$I$9:$K$9)","v":0.85},1.0156435799999999,{"$f":"K5004*10*'Farm data entry'!$E$22","v":20.312871599999998},{"$f":"(L5004*'Farm data entry'!$D$14)","v":3.0469307399999996},23.359802339999998,23.359802339999998,0,80.621434508864851,0,23.359802339999998,0,80.621434508864851,0,23.359802339999998,0,253.51385555915402,0]
["1999-09-22",1999,265,{"$f":"VLOOKUP($A5016,Rainfall!$D$3:$Q$10959,Hydrology!$D$1,FALSE)","v":5.1000000191999995},{"$f":"MAX((D5016-'Farm data entry'!$D$24)*'Farm data entry'!$D$23,0)*10*'Farm data entry'!$D$10","v":58.900000364799979},{"$f":"AND(C5016>='Farm data entry'!$E$15,Hydrology!C5016<='Farm data entry'!$E$16)","v":true},58.900000364799979,{"$f":"VLOOKUP($A5016,ETo!$A$3:$N$10959,Hydrology!$D$1,FALSE)","v":1.0041329999999999},{"$f":"(H5016*'Farm data entry'!$D$25)","v":0.70289309999999994},{"$f":"kc(C5016,Kc!$E$9:$H$9,Kc!$I$9:$K$9)","v":0.85},0.59745913499999992,{"$f":"K5016*10*'Farm data entry'!$E$22","v":11.949182699999998},{"$f":"(L5016*'Farm data entry'!$D$14)","v":1.7923774049999996},13.741560104999998,13.741560104999998,0,526.59398089426486,0,13.741560104999998,0,526.59398089426486,0,13.741560104999998,0,699.48640194455413,0]
["1999-10-05",1999,278,{"$f":"VLOOKUP($A5029,Rainfall!$D$3:$Q$10959,Hydrology!$D$1,FALSE)","v":0},{"$f":"MAX((D5029-'Farm data entry'!$D$24)*'Farm data entry'!$D$23,0)*10*'Farm data entry'!$D$10","v":0},{"$f":"AND(C5029>='Farm data entry'!$E$15,Hydrology!C5029<='Farm data entry'!$E$16)","v":true},0,{"$f":"VLOOKUP($A5029,ETo!$A$3:$N$10959,Hydrology!$D$1,FALSE)","v":1.0029828999999999},{"$f":"(H5029*'Farm data entry'!$D$25)","v":0.70208802999999986},{"$f":"kc(C5029,Kc!$E$9:$H$9,Kc!$I$9:$K$9)","v":0.67500000000000004},0.47390942024999994,{"$f":"K5029*10*'Farm data entry'!$E$22","v":9.4781884049999992},{"$f":"(L5029*'Farm data entry'!$D$14)","v":1.4217282607499999},10.899916665749998,10.899916665749998,0,761.19894762846491,0,10.899916665749998,0,761.19894762846491,0,10.899916665749998,0,934.09136867875407,0]
["1999-10-10",1999,283,{"$f":"VLOOKUP($A5034,Rainfall!$D$3:$Q$10959,Hydrology!$D$1,FALSE)","v":9.9999999360000008E-2},{"$f":"MAX((D5034-'Farm data entry'!$D$24)*'Farm data entry'!$D$23,0)*10*'Farm data entry'!$D$10","v":0},{"$f":"AND(C5034>='Farm data entry'!$E$15,Hydrology!C5034<='Farm data entry'!$E$16)","v":true},0,{"$f":"VLOOKUP($A5034,ETo!$A$3:$N$10959,Hydrology!$D$1,FALSE)","v":0.66100190000000003},{"$f":"(H5034*'Farm data entry'!$D$25)","v":0.46270132999999997},{"$f":"kc(C5034,Kc!$E$9:$H$9,Kc!$I$9:$K$9)","v":0.55000000000000004},0.25448573149999998,{"$f":"K5034*10*'Farm data entry'!$E$22","v":5.0897146299999996},{"$f":"(L5034*'Farm data entry'!$D$14)","v":0.76345719449999994},5.8531718244999995,5.8531718244999995,0,733.88544483183989,0,5.8531718244999995,0,733.88544483183989,0,5.8531718244999995,0,906.77786588212905,0]
["1999-10-25",1999,298,{"$f":"VLOOKUP($A5049,Rainfall!$D$3:$Q$10959,Hydrology!$D$1,FALSE)","v":0},{"$f":"MAX((D5049-'Farm data entry'!$D$24)*'Farm data entry'!$D$23,0)*10*'Farm data entry'!$D$10","v":0},{"$f":"AND(C5049>='Farm data entry'!$E$15,Hydrology!C5049<='Farm data entry'!$E$16)","v":true},0,{"$f":"VLOOKUP($A5049,ETo!$A$3:$N$10959,Hydrology!$D$1,FALSE)","v":0.46983764},{"$f":"(H5049*'Farm data entry'!$D$25)","v":0.328886348},{"$f":"kc(C5049,Kc!$E$9:$H$9,Kc!$I$9:$K$9)","v":0.17499999999999999},5.7555110899999998E-2,{"$f":"K5049*10*'Farm data entry'!$E$22","v":1.1511022179999999},{"$f":"(L5049*'Farm data entry'!$D$14)","v":0.17266533269999998},1.3237675507,1.3237675507,0,998.67623244929996,0,1.3237675507,0,1204.1428563738648,0,1.3237675507,0,1377.0352774241539,0]
["1999-11-02",1999,306,{"$f":"VLOOKUP($A5057,Rainfall!$D$3:$Q$10959,Hydrology!$D$1,FALSE)","v":0},{"$f":"MAX((D5057-'Farm data entry'!$D$24)*'Farm data entry'!$D$23,0)*10*'Farm data entry'!$D$10","v":0},{"$f":"AND(C5057>='Farm data entry'!$E$15,Hydrology!C5057<='Farm data entry'!$E$16)","v":false},0,{"$f":"VLOOKUP($A5057,ETo!$A$3:$N$10959,Hydrology!$D$1,FALSE)","v":0.62948537000000004},{"$f":"(H5057*'Farm data entry'!$D$25)","v":0.44063975900000002},{"$f":"kc(C5057,Kc!$E$9:$H$9,Kc!$I$9:$K$9)","v":0},0,{"$f":"K5057*10*'Farm data entry'!$E$22","v":0},{"$f":"(L5057*'Farm data entry'!$D$14)","v":0},0,0,0,999.55111952250002,0,0,0,1213.020373593602,0,0,0,1385.9127946438912,0]
["1999-11-09",1999,313,{"$f":"VLOOKUP($A5064,Rainfall!$D$3:$Q$10959,Hydrology!$D$1,FALSE)","v":0},{"$f":"MAX((D5064-'Farm data entry'!$D$24)*'Farm data entry'!$D$23,0)*10*'Farm data entry'!$D$10","v":0},{"$f":"AND(C5064>='Farm data entry'!$E$15,Hydrology!C5064<='Farm data entry'!$E$16)","v":false},0,{"$f":"VLOOKUP($A5064,ETo!$A$3:$N$10959,Hydrology!$D$1,FALSE)","v":0.26058589999999998},{"$f":"(H5064*'Farm data entry'!$D$25)","v":0.18241012999999998},{"$f":"kc(C5064,Kc!$E$9:$H$9,Kc!$I$9:$K$9)","v":0},0,{"$f":"K5064*10*'Farm data entry'!$E$22","v":0},{"$f":"(L5064*'Farm data entry'!$D$14)","v":0},0,0,0,999.55111952250002,0,0,0,1213.020373593602,0,0,0,1385.9127946438912,0]
["1999-11-20",1999,324,{"$f":"VLOOKUP($A5075,Rainfall!$D$3:$Q$10959,Hydrology!$D$1,FALSE)","v":5.4999997056000005},{"$f":"MAX((D5075-'Farm data entry'!$D$24)*'Farm data entry'!$D$23,0)*10*'Farm data entry'!$D$10","v":66.499994406400006},{"$f":"AND(C5075>='Farm data entry'!$E$15,Hydrology!C5075<='Farm data entry'!$E$16)","v":false},0,{"$f":"VLOOKUP($A5075,ETo!$A$3:$N$10959,Hydrology!$D$1,FALSE)","v":0.35425705000000002},{"$f":"(H5075*'Farm data entry'!$D$25)","v":0.24797993499999998},{"$f":"kc(C5075,Kc!$E$9:$H$9,Kc!$I$9:$K$9)","v":0},0,{"$f":"K5075*10*'Farm data entry'!$E$22","v":0},{"$f":"(L5075*'Farm data entry'!$D$14)","v":0},0,0,0,999.55111952250002,0,0,0,1213.020373593602,0,0,0,1385.9127946438912,0]
["1999-11-26",1999,330,{"$f":"VLOOKUP($A5081,Rainfall!$D$3:$Q$10959,Hydrology!$D$1,FALSE)","v":3.4000000992000001},{"$f":"MAX((D5081-'Farm data entry'!$D$24)*'Farm data entry'!$D$23,0)*10*'Farm data entry'!$D$10","v":26.600001884800001},{"$f":"AND(C5081>='Farm data entry'!$E$15,Hydrology!C5081<='Farm data entry'!$E$16)","v":false},0,{"$f":"VLOOKUP($A5081,ETo!$A$3:$N$10959,Hydrology!$D$1,FALSE)","v":0.63433145999999996},{"$f":"(H5081*'Farm data entry'!$D$25)","v":0.44403202199999992},{"$f":"kc(C5081,Kc!$E$9:$H$9,Kc!$I$9:$K$9)","v":0},0,{"$f":"K5081*10*'Farm data entry'!$E$22","v":0},{"$f":"(L5081*'Farm data entry'!$D$14)","v":0},0,0,0,999.55111952250002,0,0,0,1213.020373593602,0,0,0,1385.9127946438912,0]
["1999-12-09",1999,343,{"$f":"VLOOKUP($A5094,Rainfall!$D$3:$Q$10959,Hydrology!$D$1,FALSE)","v":0},{"$f":"MAX((D5094-'Farm data entry'!$D$24)*'Farm data entry'!$D$23,0)*10*'Farm data entry'!$D$10","v":0},{"$f":"AND(C5094>='Farm data entry'!$E$15,Hydrology!C5094<='Farm data entry'!$E$16)","v":false},0,{"$f":"VLOOKUP($A5094,ETo!$A$3:$N$10959,Hydrology!$D$1,FALSE)","v":0.77682229999999997},{"$f":"(H5094*'Farm data entry'!$D$25)","v":0.54377560999999996},{"$f":"kc(C5094,Kc!$E$9:$H$9,Kc!$I$9:$K$9)","v":0},0,{"$f":"K5094*10*'Farm data entry'!$E$22","v":0},{"$f":"(L5094*'Farm data entry'!$D$14)","v":0},0,0,0,999.55111952250002,0,0,0,1213.020373593602,0,0,0,1385.9127946438912,0]
["1999-12-20",1999,354,{"$f":"VLOOKUP($A5105,Rainfall!$D$3:$Q$10959,Hydrology!$D$1,FALSE)","v":0.70000001280000002},{"$f":"MAX((D5105-'Farm data entry'!$D$24)*'Farm data entry'!$D$23,0)*10*'Farm data entry'!$D$10","v":0},{"$f":"AND(C5105>='Farm data entry'!$E$15,Hydrology!C5105<='Farm data entry'!$E$16)","v":false},0,{"$f":"VLOOKUP($A5105,ETo!$A$3:$N$10959,Hydrology!$D$1,FALSE)","v":0},{"$f":"(H5105*'Farm data entry'!$D$25)","v":0},{"$f":"kc(C5105,Kc!$E$9:$H$9,Kc!$I$9:$K$9)","v":0},0,{"$f":"K5105*10*'Farm data entry'!$E$22","v":0},{"$f":"(L5105*'Farm data entry'!$D$14)","v":0},0,0,0,999.55111952250002,0,0,0,1213.020373593602,0,0,0,1385.9127946438912,0]
["1999-12-25",1999,359,{"$f":"VLOOKUP($A5110,Rainfall!$D$3:$Q$10959,Hydrology!$D$1,FALSE)","v":9.8999997120000014},{"$f":"MAX((D5110-'Farm data entry'!$D$24)*'Farm data entry'!$D$23,0)*10*'Farm data entry'!$D$10","v":150.09999452800002},{"$f":"AND(C5110>='Farm data entry'!$E$15,Hydrology!C5110<='Farm data entry'!$E$16)","v":false},0,{"$f":"VLOOKUP($A5110,ETo!$A$3:$N$10959,Hydrology!$D$1,FALSE)","v":0.93973530000000005},{"$f":"(H5110*'Farm data entry'!$D$25)","v":0.65781471000000002},{"$f":"kc(C5110,Kc!$E$9:$H$9,Kc!$I$9:$K$9)","v":0},0,{"$f":"K5110*10*'Farm data entry'!$E$22","v":0},{"$f":"(L5110*'Farm data entry'!$D$14)","v":0},0,0,0,999.55111952250002,0,0,0,1213.020373593602,0,0,0,1385.9127946438912,0]
["2000-01-02",2000,2,{"$f":"VLOOKUP($A5118,Rainfall!$D$3:$Q$10959,Hydrology!$D$1,FALSE)","v":0.30000000671999999},{"$f":"MAX((D5118-'Farm data entry'!$D$24)*'Farm data entry'!$D$23,0)*10*'Farm data entry'!$D$10","v":0},{"$f":"AND(C5118>='Farm data entry'!$E$15,Hydrology!C5118<='Farm data entry'!$E$16)","v":false},0,{"$f":"VLOOKUP($A5118,ETo!$A$3:$N$10959,Hydrology!$D$1,FALSE)","v":0},{"$f":"(H5118*'Farm data entry'!$D$25)","v":0},{"$f":"kc(C5118,Kc!$E$9:$H$9,Kc!$I$9:$K$9)","v":0},0,{"$f":"K5118*10*'Farm data entry'!$E$22","v":0},{"$f":"(L5118*'Farm data entry'!$D$14)","v":0},0,0,0,999.55111952250002,0,0,0,1213.020373593602,0,0,0,1385.9127946438912,0]
["2000-01-19",2000,19,{"$f":"VLOOKUP($A5135,Rainfall!$D$3:$Q$10959,Hydrology!$D$1,FALSE)","v":0},{"$f":"MAX((D5135-'Farm data entry'!$D$24)*'Farm data entry'!$D$23,0)*10*'Farm data entry'!$D$10","v":0},{"$f":"AND(C5135>='Farm data entry'!$E$15,Hydrology!C5135<='Farm data entry'!$E$16)","v":false},0,{"$f":"VLOOKUP($A5135,ETo!$A$3:$N$10959,Hydrology!$D$1,FALSE)","v":0.19807467000000001},{"$f":"(H5135*'Farm data entry'!$D$25)","v":0.13865226899999999},{"$f":"kc(C5135,Kc!$E$9:$H$9,Kc!$I$9:$K$9)","v":0},0,{"$f":"K5135*10*'Farm data entry'!$E$22","v":0},{"$f":"(L5135*'Farm data entry'!$D$14)","v":0},0,0,0,999.55111952250002,0,0,0,1213.020373593602,0,0,0,1385.9127946438912,0]
["2000-01-24",2000,24,{"$f":"VLOOKUP($A5140,Rainfall!$D$3:$Q$10959,Hydrology!$D$1,FALSE)","v":0},{"$f":"MAX((D5140-'Farm data entry'!$D$24)*'Farm data entry'!$D$23,0)*10*'Farm data entry'!$D$10","v":0},{"$f":"AND(C5140>='Farm data entry'!$E$15,Hydrology!C5140<='Farm data entry'!$E$16)","v":false},0,{"$f":"VLOOKUP($A5140,ETo!$A$3:$N$10959,Hydrology!$D$1,FALSE)","v":0},{"$f":"(H5140*'Farm data entry'!$D$25)","v":0},{"$f":"kc(C5140,Kc!$E$9:$H$9,Kc!$I$9:$K$9)","v":0},0,{"$f":"K5140*10*'Farm data entry'!$E$22","v":0},{"$f":"(L5140*'Farm data entry'!$D$14)","v":0},0,0,0,999.55111952250002,0,0,0,1213.020373593602,0,0,0,1385.9127946438912,0]
["2000-02-08",2000,39,{"$f":"VLOOKUP($A5155,Rainfall!$D$3:$Q$10959,Hydrology!$D$1,FALSE)","v":2.2999999680000003},{"$f":"MAX((D5155-'Farm data entry'!$D$24)*'Farm data entry'!$D$23,0)*10*'Farm data entry'!$D$10","v":5.6999993920000049},{"$f":"AND(C5155>='Farm data entry'!$E$15,Hydrology!C5155<='Farm data entry'!$E$16)","v":false},0,{"$f":"VLOOKUP($A5155,ETo!$A$3:$N$10959,Hydrology!$D$1,FALSE)","v":1.1682893000000001},{"$f":"(H5155*'Farm data entry'!$D$25)","v":0.81780251000000004},{"$f":"kc(C5155,Kc!$E$9:$H$9,Kc!$I$9:$K$9)","v":0},0,{"$f":"K5155*10*'Farm data entry'!$E$22","v":0},{"$f":"(L5155*'Farm data entry'!$D$14)","v":0},0,0,0,999.55111952250002,0,0,0,1213.020373593602,0,0,0,1385.9127946438912,0]
["2000-02-18",2000,49,{"$f":"VLOOKUP($A5165,Rainfall!$D$3:$Q$10959,Hydrology!$D$1,FALSE)","v":0.60000000480000004},{"$f":"MAX((D5165-'Farm data entry'!$D$24)*'Farm data entry'!$D$23,0)*10*'Farm data entry'!$D$10","v":0},{"$f":"AND(C5165>='Farm data entry'!$E$15,Hydrology!C5165<='Farm data entry'!$E$16)","v":false},0,{"$f":"VLOOKUP($A5165,ETo!$A$3:$N$10959,Hydrology!$D$1,FALSE)","v":0.96073140000000001},{"$f":"(H5165*'Farm data entry'!$D$25)","v":0.67251198000000001},{"$f":"kc(C5165,Kc!$E$9:$H$9,Kc!$I$9:$K$9)","v":0},0,{"$f":"K5165*10*'Farm data entry'!$E$22","v":0},{"$f":"(L5165*'Farm data entry'!$D$14)","v":0},0,0,0,999.55111952250002,0,0,0,1213.020373593602,0,0,0,1385.9127946438912,0]
["2000-02-23",2000,54,{"$f":"VLOOKUP($A5170,Rainfall!$D$3:$Q$10959,Hydrology!$D$1,FALSE)","v":9.9999999360000008E-2},{"$f":"MAX((D5170-'Farm data entry'!$D$24)*'Farm data entry'!$D$23,0)*10*'Farm data entry'!$D$10","v":0},{"$f":"AND(C5170>='Farm data entry'!$E$15,Hydrology!C5170<='Farm data entry'!$E$16)","v":false},0,{"$f":"VLOOKUP($A5170,ETo!$A$3:$N$10959,Hydrology!$D$1,FALSE)","v":0.11339745},{"$f":"(H5170*'Farm data entry'!$D$25)","v":7.9378214999999988E-2},{"$f":"kc(C5170,Kc!$E$9:$H$9,Kc!$I$9:$K$9)","v":0},0,{"$f":"K5170*10*'Farm data entry'!$E$22","v":0},{"$f":"(L5170*'Farm data entry'!$D$14)","v":0},0,0,0,999.55111952250002,0,0,0,1213.020373593602,0,0,0,1385.9127946438912,0]
["2000-03-05",2000,65,{"$f":"VLOOKUP($A5181,Rainfall!$D$3:$Q$10959,Hydrology!$D$1,FALSE)","v":0},{"$f":"MAX((D5181-'Farm data entry'!$D$24)*'Farm data entry'!$D$23,0)*10*'Farm data entry'!$D$10","v":0},{"$f":"AND(C5181>='Farm data entry'!$E$15,Hydrology!C5181<='Farm data entry'!$E$16)","v":true},0,{"$f":"VLOOKUP($A5181,ETo!$A$3:$N$10959,Hydrology!$D$1,FALSE)","v":0.87635099999999999},{"$f":"(H5181*'Farm data entry'!$D$25)","v":0.61344569999999998},{"$f":"kc(C5181,Kc!$E$9:$H$9,Kc!$I$9:$K$9)","v":0},0,{"$f":"K5181*10*'Farm data entry'!$E$22","v":0},{"$f":"(L5181*'Farm data entry'!$D$14)","v":0},0,0,0,1000,0,0,0,1294.7203769376022,0,0,0,1467.6127979878913,0]
["2000-03-16",2000,76,{"$f":"VLOOKUP($A5192,Rainfall!$D$3:$Q$10959,Hydrology!$D$1,FALSE)","v":0},{"$f":"MAX((D5192-'Farm data entry'!$D$24)*'Farm data entry'!$D$23,0)*10*'Farm data entry'!$D$10","v":0},{"$f":"AND(C5192>='Farm data entry'!$E$15,Hydrology!C5192<='Farm data entry'!$E$16)","v":true},0,{"$f":"VLOOKUP($A5192,ETo!$A$3:$N$10959,Hydrology!$D$1,FALSE)","v":0.94991429999999999},{"$f":"(H5192*'Farm data entry'!$D$25)","v":0.66494000999999991},{"$f":"kc(C5192,Kc!$E$9:$H$9,Kc!$I$9:$K$9)","v":0},0,{"$f":"K5192*10*'Farm data entry'!$E$22","v":0},{"$f":"(L5192*'Farm data entry'!$D$14)","v":0},0,0,0,1000,0,0,0,1294.7203769376022,0,0,0,1467.6127979878913,0]
["2000-03-20",2000,80,{"$f":"VLOOKUP($A5196,Rainfall!$D$3:$Q$10959,Hydrology!$D$1,FALSE)","v":0},{"$f":"MAX((D5196-'Farm data entry'!$D$24)*'Farm data entry'!$D$23,0)*10*'Farm data entry'!$D$10","v":0},{"$f":"AND(C5196>='Farm data entry'!$E$15,Hydrology!C5196<='Farm data entry'!$E$16)","v":true},0,{"$f":"VLOOKUP($A5196,ETo!$A$3:$N$10959,Hydrology!$D$1,FALSE)","v":0.73871165999999999},{"$f":"(H5196*'Farm data entry'!$D$25)","v":0.51709816199999992},{"$f":"kc(C5196,Kc!$E$9:$H$9,Kc!$I$9:$K$9)","v":0},0,{"$f":"K5196*10*'Farm data entry'!$E$22","v":0},{"$f":"(L5196*'Farm data entry'!$D$14)","v":0},0,0,0,1000,0,0,0,1294.7203769376022,0,0,0,1467.6127979878913,0]
["2000-04-04",2000,95,{"$f":"VLOOKUP($A5211,Rainfall!$D$3:$Q$10959,Hydrology!$D$1,FALSE)","v":9.999999936},{"$f":"MAX((D5211-'Farm data entry'!$D$24)*'Farm data entry'!$D$23,0)*10*'Farm data entry'!$D$10","v":151.99999878400001},{"$f":"AND(C5211>='Farm data entry'!$E$15,Hydrology!C5211<='Farm data entry'!$E$16)","v":true},151.99999878400001,{"$f":"VLOOKUP($A5211,ETo!$A$3:$N$10959,Hydrology!$D$1,FALSE)","v":0.45120046000000003},{"$f":"(H5211*'Farm data entry'!$D$25)","v":0.31584032200000001},{"$f":"kc(C5211,Kc!$E$9:$H$9,Kc!$I$9:$K$9)","v":0.4088235294117647},0.12912295517058822,{"$f":"K5211*10*'Farm data entry'!$E$22","v":2.5824591034117645},{"$f":"(L5211*'Farm data entry'!$D$14)","v":0.38736886551176469},2.9698279689235294,2.9698279689235294,149.03017081507664,1000,0,2.9698279689235294,0,1841.5684305631844,0,2.9698279689235294,0,2014.4608516134736,0]
["2000-04-09",2000,100,{"$f":"VLOOKUP($A5216,Rainfall!$D$3:$Q$10959,Hydrology!$D$1,FALSE)","v":0},{"$f":"MAX((D5216-'Farm data entry'!$D$24)*'Farm data entry'!$D$23,0)*10*'Farm data entry'!$D$10","v":0},{"$f":"AND(C5216>='Farm data entry'!$E$15,Hydrology!C5216<='Farm data entry'!$E$16)","v":true},0,{"$f":"VLOOKUP($A5216,ETo!$A$3:$N$10959,Hydrology!$D$1,FALSE)","v":2.2265353000000001},{"$f":"(H5216*'Farm data entry'!$D$25)","v":1.55857471},{"$f":"kc(C5216,Kc!$E$9:$H$9,Kc!$I$9:$K$9)","v":0.42352941176470588},0.66010223011764702,{"$f":"K5216*10*'Farm data entry'!$E$22","v":13.20204460235294},{"$f":"(L5216*'Farm data entry'!$D$14)","v":1.9803066903529409},15.182351292705881,15.182351292705881,0,933.80574046258823,0,15.182351292705881,0,1775.3741710257727,0,15.182351292705881,0,1948.2665920760619,0]
["2000-04-19",2000,110,{"$f":"VLOOKUP($A5226,Rainfall!$D$3:$Q$10959,Hydrology!$D$1,FALSE)","v":2.499999984},{"$f":"MAX((D5226-'Farm data entry'!$D$24)*'Farm data entry'!$D$23,0)*10*'Farm data entry'!$D$10","v":9.4999996959999997},{"$f":"AND(C5226>='Farm data entry'!$E$15,Hydrology!C5226<='Farm data entry'!$E$16)","v":true},9.4999996959999997,{"$f":"VLOOKUP($A5226,ETo!$A$3:$N$10959,Hydrology!$D$1,FALSE)","v":2.0779429999999999},{"$f":"(H5226*'Farm data entry'!$D$25)","v":1.4545600999999999},{"$f":"kc(C5226,Kc!$E$9:$H$9,Kc!$I$9:$K$9)","v":0.45294117647058824},0.65883016294117647,{"$f":"K5226*10*'Farm data entry'!$E$22","v":13.17660325882353},{"$f":"(L5226*'Farm data entry'!$D$14)","v":1.9764904888235293},15.153093747647059,15.153093747647059,0,994.34690594835297,0,15.153093747647059,0,1994.346905948353,0,15.153093747647059,0,2572.0672372355266,0]
["2000-05-04",2000,125,{"$f":"VLOOKUP($A5241,Rainfall!$D$3:$Q$10959,Hydrology!$D$1,FALSE)","v":0},{"$f":"MAX((D5241-'Farm data entry'!$D$24)*'Farm data entry'!$D$23,0)*10*'Farm data entry'!$D$10","v":0},{"$f":"AND(C5241>='Farm data entry'!$E$15,Hydrology!C5241<='Farm data entry'!$E$16)","v":true},0,{"$f":"VLOOKUP($A5241,ETo!$A$3:$N$10959,Hydrology!$D$1,FALSE)","v":1.3326745},{"$f":"(H5241*'Farm data entry'!$D$25)","v":0.9328721499999999},{"$f":"kc(C5241,Kc!$E$9:$H$9,Kc!$I$9:$K$9)","v":0.49705882352941178},0.46369233338235288,{"$f":"K5241*10*'Farm data entry'!$E$22","v":9.2738466676470583},{"$f":"(L5241*'Farm data entry'!$D$14)","v":1.3910770001470587},10.664923667794117,10.664923667794117,0,953.7245362321471,0,10.664923667794117,0,1953.7245362321471,0,10.664923667794117,0,2937.6506201212387,0]
["2000-05-12",2000,133,{"$f":"VLOOKUP($A5249,Rainfall!$D$3:$Q$10959,Hydrology!$D$1,FALSE)","v":0},{"$f":"MAX((D5249-'Farm data entry'!$D$24)*'Farm data entry'!$D$23,0)*10*'Farm data entry'!$D$10","v":0},{"$f":"AND(C5249>='Farm data entry'!$E$15,Hydrology!C5249<='Farm data entry'!$E$16)","v":true},0,{"$f":"VLOOKUP($A5249,ETo!$A$3:$N$10959,Hydrology!$D$1,FALSE)","v":1.6845220000000001},{"$f":"(H5249*'Farm data entry'!$D$25)","v":1.1791654},{"$f":"kc(C5249,Kc!$E$9:$H$9,Kc!$I$9:$K$9)","v":0.52058823529411768},0.61385963470588245,{"$f":"K5249*10*'Farm data entry'!$E$22","v":12.277192694117648},{"$f":"(L5249*'Farm data entry'!$D$14)","v":1.8415789041176471},14.118771598235295,14.118771598235295,0,983.570314392,0,14.118771598235295,0,1983.570314392,0,14.118771598235295,0,2967.4963982810918,0]
["2000-05-19",2000,140,{"$f":"VLOOKUP($A5256,Rainfall!$D$3:$Q$10959,Hydrology!$D$1,FALSE)","v":0.19999999872000002},{"$f":"MAX((D5256-'Farm data entry'!$D$24)*'Farm data entry'!$D$23,0)*10*'Farm data entry'!$D$10","v":0},{"$f":"AND(C5256>='Farm data entry'!$E$15,Hydrology!C5256<='Farm data entry'!$E$16)","v":true},0,{"$f":"VLOOKUP($A5256,ETo!$A$3:$N$10959,Hydrology!$D$1,FALSE)","v":2.2759683000000002},{"$f":"(H5256*'Farm data entry'!$D$25)","v":1.59317781},{"$f":"kc(C5256,Kc!$E$9:$H$9,Kc!$I$9:$K$9)","v":0.54117647058823537},0.86219034423529428,{"$f":"K5256*10*'Farm data entry'!$E$22","v":17.243806884705887},{"$f":"(L5256*'Farm data entry'!$D$14)","v":2.5865710327058831},19.83037791741177,19.83037791741177,0,974.51314426570605,0,19.83037791741177,0,1974.5131442657057,0,19.83037791741177,0,2958.439228154798,0]
["2000-06-03",2000,155,{"$f":"VLOOKUP($A5271,Rainfall!$D$3:$Q$10959,Hydrology!$D$1,FALSE)","v":0},{"$f":"MAX((D5271-'Farm data entry'!$D$24)*'Farm data entry'!$D$23,0)*10*'Farm data entry'!$D$10","v":0},{"$f":"AND(C5271>='Farm data entry'!$E$15,Hydrology!C5271<='Farm data entry'!$E$16)","v":true},0,{"$f":"VLOOKUP($A5271,ETo!$A$3:$N$10959,Hydrology!$D$1,FALSE)","v":2.3940115},{"$f":"(H5271*'Farm data entry'!$D$25)","v":1.6758080499999999},{"$f":"kc(C5271,Kc!$E$9:$H$9,Kc!$I$9:$K$9)","v":0.58529411764705885},0.9808405939705882,{"$f":"K5271*10*'Farm data entry'!$E$22","v":19.616811879411763},{"$f":"(L5271*'Farm data entry'!$D$14)","v":2.9425217819117644},22.559333661323528,22.559333661323528,0,871.22731410932352,0,22.559333661323528,0,1871.227314109324,0,22.559333661323528,0,2871.2273141093237,0]
["2000-06-14",2000,166,{"$f":"VLOOKUP($A5282,Rainfall!$D$3:$Q$10959,Hydrology!$D$1,FALSE)","v":0},{"$f":"MAX((D5282-'Farm data entry'!$D$24)*'Farm data entry'!$D$23,0)*10*'Farm data entry'!$D$10","v":0},{"$f":"AND(C5282>='Farm data entry'!$E$15,Hydrology!C5282<='Farm data entry'!$E$16)","v":true},0,{"$f":"VLOOKUP($A5282,ETo!$A$3:$N$10959,Hydrology!$D$1,FALSE)","v":1.9460428000000001},{"$f":"(H5282*'Farm data entry'!$D$25)","v":1.3622299600000001},{"$f":"kc(C5282,Kc!$E$9:$H$9,Kc!$I$9:$K$9)","v":0.61764705882352944},0.84137732823529421,{"$f":"K5282*10*'Farm data entry'!$E$22","v":16.827546564705884},{"$f":"(L5282*'Farm data entry'!$D$14)","v":2.5241319847058823},19.351678549411766,19.351678549411766,0,660.48021169952938,0,19.351678549411766,0,1660.4802116995295,0,19.351678549411766,0,2660.4802116995297,0]
["2000-06-22",2000,174,{"$f":"VLOOKUP($A5290,Rainfall!$D$3:$Q$10959,Hydrology!$D$1,FALSE)","v":0.60000000480000004},{"$f":"MAX((D5290-'Farm data entry'!$D$24)*'Farm data entry'!$D$23,0)*10*'Farm data entry'!$D$10","v":0},{"$f":"AND(C5290>='Farm data entry'!$E$15,Hydrology!C5290<='Farm data entry'!$E$16)","v":true},0,{"$f":"VLOOKUP($A5290,ETo!$A$3:$N$10959,Hydrology!$D$1,FALSE)","v":2.7484677},{"$f":"(H5290*'Farm data entry'!$D$25)","v":1.9239273899999998},{"$f":"kc(C5290,Kc!$E$9:$H$9,Kc!$I$9:$K$9)","v":0.64117647058823524},1.2335769735882351,{"$f":"K5290*10*'Farm data entry'!$E$22","v":24.671539471764703},{"$f":"(L5290*'Farm data entry'!$D$14)","v":3.7007309207647054},28.372270392529408,28.372270392529408,0,445.13537160682949,0,28.372270392529408,0,1445.1353716068295,0,28.372270392529408,0,2445.1353716068297,0]
["2000-07-03",2000,185,{"$f":"VLOOKUP($A5301,Rainfall!$D$3:$Q$10959,Hydrology!$D$1,FALSE)","v":0},{"$f":"MAX((D5301-'Farm data entry'!$D$24)*'Farm data entry'!$D$23,0)*10*'Farm data entry'!$D$10","v":0},{"$f":"AND(C5301>='Farm data entry'!$E$15,Hydrology!C5301<='Farm data entry'!$E$16)","v":true},0,{"$f":"VLOOKUP($A5301,ETo!$A$3:$N$10959,Hydrology!$D$1,FALSE)","v":2.8623105999999998},{"$f":"(H5301*'Farm data entry'!$D$25)","v":2.0036174199999999},{"$f":"kc(C5301,Kc!$E$9:$H$9,Kc!$I$9:$K$9)","v":0.67352941176470593},1.3494952622941176,{"$f":"K5301*10*'Farm data entry'!$E$22","v":26.989905245882355},{"$f":"(L5301*'Farm data entry'!$D$14)","v":4.0484857868823534},31.038391032764707,31.038391032764707,0,188.53169435156485,0,31.038391032764707,0,1188.531694351565,0,31.038391032764707,0,2188.5316943515645,0]
["2000-07-04",2000,186,{"$f":"VLOOKUP($A5302,Rainfall!$D$3:$Q$10959,Hydrology!$D$1,FALSE)","v":40.899999168000001},{"$f":"MAX((D5302-'Farm data entry'!$D$24)*'Farm data entry'!$D$23,0)*10*'Farm data entry'!$D$10","v":739.09998419199997},{"$f":"AND(C5302>='Farm data entry'!$E$15,Hydrology!C5302<='Farm data entry'!$E$16)","v":true},739.09998419199997,{"$f":"VLOOKUP($A5302,ETo!$A$3:$N$10959,Hydrology!$D$1,FALSE)","v":1.3297281000000001},{"$f":"(H5302*'Farm data entry'!$D$25)","v":0.93080967000000003},{"$f":"kc(C5302,Kc!$E$9:$H$9,Kc!$I$9:$K$9)","v":0.67647058823529416},0.62966536500000003,{"$f":"K5302*10*'Farm data entry'!$E$22","v":12.593307300000001},{"$f":"(L5302*'Farm data entry'!$D$14)","v":1.888996095},14.482303395000001,14.482303395000001,0,913.14937514856479,0,14.482303395000001,0,1913.149375148565,0,14.482303395000001,0,2913.1493751485641,0]
["2000-07-16",2000,198,{"$f":"VLOOKUP($A5314,Rainfall!$D$3:$Q$10959,Hydrology!$D$1,FALSE)","v":0},{"$f":"MAX((D5314-'Farm data entry'!$D$24)*'Farm data entry'!$D$23,0)*10*'Farm data entry'!$D$10","v":0},{"$f":"AND(C5314>='Farm data entry'!$E$15,Hydrology!C5314<='Farm data entry'!$E$16)","v":true},0,{"$f":"VLOOKUP($A5314,ETo!$A$3:$N$10959,Hydrology!$D$1,FALSE)","v":2.4606167999999999},{"$f":"(H5314*'Farm data entry'!$D$25)","v":1.7224317599999999},{"$f":"kc(C5314,Kc!$E$9:$H$9,Kc!$I$9:$K$9)","v":0.71176470588235297},1.2259661350588236,{"$f":"K5314*10*'Farm data entry'!$E$22","v":24.519322701176471},{"$f":"(L5314*'Farm data entry'!$D$14)","v":3.6778984051764705},28.197221106352941,28.197221106352941,0,864.81363936685307,0,28.197221106352941,0,1864.8136393668531,0,28.197221106352941,0,2864.8136393668524,0]
["2000-07-23",2000,205,{"$f":"VLOOKUP($A5321,Rainfall!$D$3:$Q$10959,Hydrology!$D$1,FALSE)","v":0},{"$f":"MAX((D5321-'Farm data entry'!$D$24)*'Farm data entry'!$D$23,0)*10*'Farm data entry'!$D$10","v":0},{"$f":"AND(C5321>='Farm data entry'!$E$15,Hydrology!C5321<='Farm data entry'!$E$16)","v":true},0,{"$f":"VLOOKUP($A5321,ETo!$A$3:$N$10959,Hydrology!$D$1,FALSE)","v":1.9593370000000001},{"$f":"(H5321*'Farm data entry'!$D$25)","v":1.3715359},{"$f":"kc(C5321,Kc!$E$9:$H$9,Kc!$I$9:$K$9)","v":0.73235294117647054},1.0044483502941175,{"$f":"K5321*10*'Farm data entry'!$E$22","v":20.088967005882349},{"$f":"(L5321*'Farm data entry'!$D$14)","v":3.0133450508823523},23.102312056764703,23.102312056764703,0,616.48121973311788,0,23.102312056764703,0,1616.4812197331173,0,23.102312056764703,0,2616.4812197331171,0]
["2000-08-03",2000,216,{"$f":"VLOOKUP($A5332,Rainfall!$D$3:$Q$10959,Hydrology!$D$1,FALSE)","v":7.4000001600000003},{"$f":"MAX((D5332-'Farm data entry'!$D$24)*'Farm data entry'!$D$23,0)*10*'Farm data entry'!$D$10","v":102.60000304},{"$f":"AND(C5332>='Farm data entry'!$E$15,Hydrology!C5332<='Farm data entry'!$E$16)","v":true},102.60000304,{"$f":"VLOOKUP($A5332,ETo!$A$3:$N$10959,Hydrology!$D$1,FALSE)","v":1.8311402000000001},{"$f":"(H5332*'Farm data entry'!$D$25)","v":1.28179814},{"$f":"kc(C5332,Kc!$E$9:$H$9,Kc!$I$9:$K$9)","v":0.76470588235294112},0.98019857764705876,{"$f":"K5332*10*'Farm data entry'!$E$22","v":19.603971552941175},{"$f":"(L5332*'Farm data entry'!$D$14)","v":2.9405957329411763},22.544567285882351,22.544567285882351,0,389.34719399079432,0,22.544567285882351,0,1389.3471939907943,0,22.544567285882351,0,2389.3471939907945,0]
["2000-08-18",2000,231,{"$f":"VLOOKUP($A5347,Rainfall!$D$3:$Q$10959,Hydrology!$D$1,FALSE)","v":0},{"$f":"MAX((D5347-'Farm data entry'!$D$24)*'Farm data entry'!$D$23,0)*10*'Farm data entry'!$D$10","v":0},{"$f":"AND(C5347>='Farm data entry'!$E$15,Hydrology!C5347<='Farm data entry'!$E$16)","v":true},0,{"$f":"VLOOKUP($A5347,ETo!$A$3:$N$10959,Hydrology!$D$1,FALSE)","v":1.4441329999999999},{"$f":"(H5347*'Farm data entry'!$D$25)","v":1.0108930999999999},{"$f":"kc(C5347,Kc!$E$9:$H$9,Kc!$I$9:$K$9)","v":0.80882352941176472},0.81763412499999988,{"$f":"K5347*10*'Farm data entry'!$E$22","v":16.352682499999997},{"$f":"(L5347*'Farm data entry'!$D$14)","v":2.4529023749999994},18.805584874999997,0,0,0,18.805584874999997,18.805584874999997,0,936.82431782364711,0,18.805584874999997,0,1936.824317823648,0]
["2000-08-26",2000,239,{"$f":"VLOOKUP($A5355,Rainfall!$D$3:$Q$10959,Hydrology!$D$1,FALSE)","v":9.9999999360000008E-2},{"$f":"MAX((D5355-'Farm data entry'!$D$24)*'Farm data entry'!$D$23,0)*10*'Farm data entry'!$D$10","v":0},{"$f":"AND(C5355>='Farm data entry'!$E$15,Hydrology!C5355<='Farm data entry'!$E$16)","v":true},0,{"$f":"VLOOKUP($A5355,ETo!$A$3:$N$10959,Hydrology!$D$1,FALSE)","v":1.3658074},{"$f":"(H5355*'Farm data entry'!$D$25)","v":0.95606517999999996},{"$f":"kc(C5355,Kc!$E$9:$H$9,Kc!$I$9:$K$9)","v":0.83235294117647052},0.79578366452941163,{"$f":"K5355*10*'Farm data entry'!$E$22","v":15.915673290588233},{"$f":"(L5355*'Farm data entry'!$D$14)","v":2.3873509935882349},18.303024284176466,0,0,0,18.303024284176466,18.303024284176466,0,645.2294821524705,0,18.303024284176466,0,1645.2294821524715,0]
["2000-09-02",2000,246,{"$f":"VLOOKUP($A5362,Rainfall!$D$3:$Q$10959,Hydrology!$D$1,FALSE)","v":9.9999999360000008E-2},{"$f":"MAX((D5362-'Farm data entry'!$D$24)*'Farm data entry'!$D$23,0)*10*'Farm data entry'!$D$10","v":0},{"$f":"AND(C5362>='Farm data entry'!$E$15,Hydrology!C5362<='Farm data entry'!$E$16)","v":true},0,{"$f":"VLOOKUP($A5362,ETo!$A$3:$N$10959,Hydrology!$D$1,FALSE)","v":1.7819906000000001},{"$f":"(H5362*'Farm data entry'!$D$25)","v":1.2473934200000001},{"$f":"kc(C5362,Kc!$E$9:$H$9,Kc!$I$9:$K$9)","v":0.85},1.0602844070000002,{"$f":"K5362*10*'Farm data entry'!$E$22","v":21.205688140000003},{"$f":"(L5362*'Farm data entry'!$D$14)","v":3.1808532210000005},24.386541361000003,24.386541361000003,0,149.53436149289408,0,24.386541361000003,0,676.62752467254097,0,24.386541361000003,0,1676.6275246725422,0]
["2000-09-17",2000,261,{"$f":"VLOOKUP($A5377,Rainfall!$D$3:$Q$10959,Hydrology!$D$1,FALSE)","v":9.9999999360000008E-2},{"$f":"MAX((D5377-'Farm data entry'!$D$24)*'Farm data entry'!$D$23,0)*10*'Farm data entry'!$D$10","v":0},{"$f":"AND(C5377>='Farm data entry'!$E$15,Hydrology!C5377<='Farm data entry'!$E$16)","v":true},0,{"$f":"VLOOKUP($A5377,ETo!$A$3:$N$10959,Hydrology!$D$1,FALSE)","v":1.1741287},{"$f":"(H5377*'Farm data entry'!$D$25)","v":0.82189009000000002},{"$f":"kc(C5377,Kc!$E$9:$H$9,Kc!$I$9:$K$9)","v":0.85},0.69860657650000002,{"$f":"K5377*10*'Farm data entry'!$E$22","v":13.97213153},{"$f":"(L5377*'Farm data entry'!$D$14)","v":2.0958197295000001},16.067951259499999,16.067951259499999,0,498.93151151949996,0,16.067951259499999,0,910.65007765404084,0,16.067951259499999,0,1910.650077654042,0]
["2000-09-28",2000,272,{"$f":"VLOOKUP($A5388,Rainfall!$D$3:$Q$10959,Hydrology!$D$1,FALSE)","v":9.9999999360000008E-2},{"$f":"MAX((D5388-'Farm data entry'!$D$24)*'Farm data entry'!$D$23,0)*10*'Farm data entry'!$D$10","v":0},{"$f":"AND(C5388>='Farm data entry'!$E$15,Hydrology!C5388<='Farm data entry'!$E$16)","v":true},0,{"$f":"VLOOKUP($A5388,ETo!$A$3:$N$10959,Hydrology!$D$1,FALSE)","v":1.0936399000000001},{"$f":"(H5388*'Farm data entry'!$D$25)","v":0.76554792999999999},{"$f":"kc(C5388,Kc!$E$9:$H$9,Kc!$I$9:$K$9)","v":0.85},0.65071574049999992,{"$f":"K5388*10*'Farm data entry'!$E$22","v":13.014314809999998},{"$f":"(L5388*'Farm data entry'!$D$14)","v":1.9521472214999998},14.966462031499997,14.966462031499997,0,985.03353796850001,0,14.966462031499997,0,1719.4144465152408,0,14.966462031499997,0,2719.4144465152417,0]
["2000-10-02",2000,276,{"$f":"VLOOKUP($A5392,Rainfall!$D$3:$Q$10959,Hydrology!$D$1,FALSE)","v":9.9999999360000008E-2},{"$f":"MAX((D5392-'Farm data entry'!$D$24)*'Farm data entry'!$D$23,0)*10*'Farm data entry'!$D$10","v":0},{"$f":"AND(C5392>='Farm data entry'!$E$15,Hydrology!C5392<='Farm data entry'!$E$16)","v":true},0,{"$f":"VLOOKUP($A5392,ETo!$A$3:$N$10959,Hydrology!$D$1,FALSE)","v":0.97645550000000003},{"$f":"(H5392*'Farm data entry'!$D$25)","v":0.68351885000000001},{"$f":"kc(C5392,Kc!$E$9:$H$9,Kc!$I$9:$K$9)","v":0.72499999999999998},0.49555116625000001,{"$f":"K5392*10*'Farm data entry'!$E$22","v":9.9110233250000004},{"$f":"(L5392*'Farm data entry'!$D$14)","v":1.48665349875},11.39767682375,11.39767682375,0,988.60232317625002,0,11.39767682375,0,1763.8720001728907,0,11.39767682375,0,2763.8720001728921,0]
["2000-10-13",2000,287,{"$f":"VLOOKUP($A5403,Rainfall!$D$3:$Q$10959,Hydrology!$D$1,FALSE)","v":0},{"$f":"MAX((D5403-'Farm data entry'!$D$24)*'Farm data entry'!$D$23,0)*10*'Farm data entry'!$D$10","v":0},{"$f":"AND(C5403>='Farm data entry'!$E$15,Hydrology!C5403<='Farm data entry'!$E$16)","v":true},0,{"$f":"VLOOKUP($A5403,ETo!$A$3:$N$10959,Hydrology!$D$1,FALSE)","v":0.46260715000000002},{"$f":"(H5403*'Farm data entry'!$D$25)","v":0.323825005},{"$f":"kc(C5403,Kc!$E$9:$H$9,Kc!$I$9:$K$9)","v":0.45},0.14572125225000002,{"$f":"K5403*10*'Farm data entry'!$E$22","v":2.9144250450000002},{"$f":"(L5403*'Farm data entry'!$D$14)","v":0.43716375675000002},3.3515888017500002,3.3515888017500002,0,996.64841119824996,0,3.3515888017500002,0,1996.64841119825,0,3.3515888017500002,0,2996.64841119825,0]
["2000-10-28",2000,302,{"$f":"VLOOKUP($A5418,Rainfall!$D$3:$Q$10959,Hydrology!$D$1,FALSE)","v":7.5000003840000007},{"$f":"MAX((D5418-'Farm data entry'!$D$24)*'Farm data entry'!$D$23,0)*10*'Farm data entry'!$D$10","v":104.50000729600001},{"$f":"AND(C5418>='Farm data entry'!$E$15,Hydrology!C5418<='Farm data entry'!$E$16)","v":true},104.50000729600001,{"$f":"VLOOKUP($A5418,ETo!$A$3:$N$10959,Hydrology!$D$1,FALSE)","v":0.40350804000000001},{"$f":"(H5418*'Farm data entry'!$D$25)","v":0.28245562800000001},{"$f":"kc(C5418,Kc!$E$9:$H$9,Kc!$I$9:$K$9)","v":7.4999999999999997E-2},2.1184172099999999E-2,{"$f":"K5418*10*'Farm data entry'!$E$22","v":0.42368344199999997},{"$f":"(L5418*'Farm data entry'!$D$14)","v":6.3552516299999987E-2},0.48723595829999994,0.48723595829999994,104.01277133769986,1000,0,0.48723595829999994,104.01277133770009,2000,0,0.48723595829999994,104.01277133770009,3000,0]
["2000-11-04",2000,309,{"$f":"VLOOKUP($A5425,Rainfall!$D$3:$Q$10959,Hydrology!$D$1,FALSE)","v":1.7000000927999999},{"$f":"MAX((D5425-'Farm data entry'!$D$24)*'Farm data entry'!$D$23,0)*10*'Farm data entry'!$D$10","v":0},{"$f":"AND(C5425>='Farm data entry'!$E$15,Hydrology!C5425<='Farm data entry'!$E$16)","v":false},0,{"$f":"VLOOKUP($A5425,ETo!$A$3:$N$10959,Hydrology!$D$1,FALSE)","v":0.13649721000000001},{"$f":"(H5425*'Farm data entry'!$D$25)","v":9.5548046999999997E-2},{"$f":"kc(C5425,Kc!$E$9:$H$9,Kc!$I$9:$K$9)","v":0},0,{"$f":"K5425*10*'Farm data entry'!$E$22","v":0},{"$f":"(L5425*'Farm data entry'!$D$14)","v":0},0,0,0,1000,0,0,0,2000,0,0,0,3000,0]
["2000-11-12",2000,317,{"$f":"VLOOKUP($A5433,Rainfall!$D$3:$Q$10959,Hydrology!$D$1,FALSE)","v":0},{"$f":"MAX((D5433-'Farm data entry'!$D$24)*'Farm data entry'!$D$23,0)*10*'Farm data entry'!$D$10","v":0},{"$f":"AND(C5433>='Farm data entry'!$E$15,Hydrology!C5433<='Farm data entry'!$E$16)","v":false},0,{"$f":"VLOOKUP($A5433,ETo!$A$3:$N$10959,Hydrology!$D$1,FALSE)","v":0.35606894},{"$f":"(H5433*'Farm data entry'!$D$25)","v":0.24924825799999997},{"$f":"kc(C5433,Kc!$E$9:$H$9,Kc!$I$9:$K$9)","v":0},0,{"$f":"K5433*10*'Farm data entry'!$E$22","v":0},{"$f":"(L5433*'Farm data entry'!$D$14)","v":0},0,0,0,1000,0,0,0,2000,0,0,0,3000,0]
["2000-11-17",2000,322,{"$f":"VLOOKUP($A5438,Rainfall!$D$3:$Q$10959,Hydrology!$D$1,FALSE)","v":0.60000000480000004},{"$f":"MAX((D5438-'Farm data entry'!$D$24)*'Farm data entry'!$D$23,0)*10*'Farm data entry'!$D$10","v":0},{"$f":"AND(C5438>='Farm data entry'!$E$15,Hydrology!C5438<='Farm data entry'!$E$16)","v":false},0,{"$f":"VLOOKUP($A5438,ETo!$A$3:$N$10959,Hydrology!$D$1,FALSE)","v":0.115428686},{"$f":"(H5438*'Farm data entry'!$D$25)","v":8.0800080199999999E-2},{"$f":"kc(C5438,Kc!$E$9:$H$9,Kc!$I$9:$K$9)","v":0},0,{"$f":"K5438*10*'Farm data entry'!$E$22","v":0},{"$f":"(L5438*'Farm data entry'!$D$14)","v":0},0,0,0,1000,0,0,0,2000,0,0,0,3000,0]
["2000-11-28",2000,333,{"$f":"VLOOKUP($A5449,Rainfall!$D$3:$Q$10959,Hydrology!$D$1,FALSE)","v":0.60000000480000004},{"$f":"MAX((D5449-'Farm data entry'!$D$24)*'Farm data entry'!$D$23,0)*10*'Farm data entry'!$D$10","v":0},{"$f":"AND(C5449>='Farm data entry'!$E$15,Hydrology!C5449<='Farm data entry'!$E$16)","v":false},0,{"$f":"VLOOKUP($A5449,ETo!$A$3:$N$10959,Hydrology!$D$1,FALSE)","v":0.41629820000000001},{"$f":"(H5449*'Farm data entry'!$D$25)","v":0.29140874},{"$f":"kc(C5449,Kc!$E$9:$H$9,Kc!$I$9:$K$9)","v":0},0,{"$f":"K5449*10*'Farm data entry'!$E$22","v":0},{"$f":"(L5449*'Farm data entry'!$D$14)","v":0},0,0,0,1000,0,0,0,2000,0,0,0,3000,0]
["2000-12-12",2000,347,{"$f":"VLOOKUP($A5463,Rainfall!$D$3:$Q$10959,Hydrology!$D$1,FALSE)","v":25.999999488},{"$f":"MAX((D5463-'Farm data entry'!$D$24)*'Farm data entry'!$D$23,0)*10*'Farm data entry'!$D$10","v":455.99999027199999},{"$f":"AND(C5463>='Farm data entry'!$E$15,Hydrology!C5463<='Farm data entry'!$E$16)","v":false},0,{"$f":"VLOOKUP($A5463,ETo!$A$3:$N$10959,Hydrology!$D$1,FALSE)","v":0.22294915000000001},{"$f":"(H5463*'Farm data entry'!$D$25)","v":0.15606440499999999},{"$f":"kc(C5463,Kc!$E$9:$H$9,Kc!$I$9:$K$9)","v":0},0,{"$f":"K5463*10*'Farm data entry'!$E$22","v":0},{"$f":"(L5463*'Farm data entry'!$D$14)","v":0},0,0,0,1000,0,0,0,2000,0,0,0,3000,0]
["2000-12-17",2000,352,{"$f":"VLOOKUP($A5468,Rainfall!$D$3:$Q$10959,Hydrology!$D$1,FALSE)","v":0.30000000671999999},{"$f":"MAX((D5468-'Farm data entry'!$D$24)*'Farm data entry'!$D$23,0)*10*'Farm data entry'!$D$10","v":0},{"$f":"AND(C5468>='Farm data entry'!$E$15,Hydrology!C5468<='Farm data entry'!$E$16)","v":false},0,{"$f":"VLOOKUP($A5468,ETo!$A$3:$N$10959,Hydrology!$D$1,FALSE)","v":0},{"$f":"(H5468*'Farm data entry'!$D$25)","v":0},{"$f":"kc(C5468,Kc!$E$9:$H$9,Kc!$I$9:$K$9)","v":0},0,{"$f":"K5468*10*'Farm data entry'!$E$22","v":0},{"$f":"(L5468*'Farm data entry'!$D$14)","v":0},0,0,0,1000,0,0,0,2000,0,0,0,3000,0]
["2000-12-28",2000,363,{"$f":"VLOOKUP($A5479,Rainfall!$D$3:$Q$10959,Hydrology!$D$1,FALSE)","v":9.9999999360000008E-2},{"$f":"MAX((D5479-'Farm data entry'!$D$24)*'Farm data entry'!$D$23,0)*10*'Farm data entry'!$D$10","v":0},{"$f":"AND(C5479>='Farm data entry'!$E$15,Hydrology!C5479<='Farm data entry'!$E$16)","v":false},0,{"$f":"VLOOKUP($A5479,ETo!$A$3:$N$10959,Hydrology!$D$1,FALSE)","v":0},{"$f":"(H5479*'Farm data entry'!$D$25)","v":0},{"$f":"kc(C5479,Kc!$E$9:$H$9,Kc!$I$9:$K$9)","v":0},0,{"$f":"K5479*10*'Farm data entry'!$E$22","v":0},{"$f":"(L5479*'Farm data entry'!$D$14)","v":0},0,0,0,1000,0,0,0,2000,0,0,0,3000,0]
["2001-01-08",2001,8,{"$f":"VLOOKUP($A5490,Rainfall!$D$3:$Q$10959,Hydrology!$D$1,FALSE)","v":0},{"$f":"MAX((D5490-'Farm data entry'!$D$24)*'Farm data entry'!$D$23,0)*10*'Farm data entry'!$D$10","v":0},{"$f":"AND(C5490>='Farm data entry'!$E$15,Hydrology!C5490<='Farm data entry'!$E$16)","v":false},0,{"$f":"VLOOKUP($A5490,ETo!$A$3:$N$10959,Hydrology!$D$1,FALSE)","v":5.3531870000000002E-2},{"$f":"(H5490*'Farm data entry'!$D$25)","v":3.7472309000000002E-2},{"$f":"kc(C5490,Kc!$E$9:$H$9,Kc!$I$9:$K$9)","v":0},0,{"$f":"K5490*10*'Farm data entry'!$E$22","v":0},{"$f":"(L5490*'Farm data entry'!$D$14)","v":0},0,0,0,1000,0,0,0,2000,0,0,0,3000,0]
["2001-01-16",2001,16,{"$f":"VLOOKUP($A5498,Rainfall!$D$3:$Q$10959,Hydrology!$D$1,FALSE)","v":0},{"$f":"MAX((D5498-'Farm data entry'!$D$24)*'Farm data entry'!$D$23,0)*10*'Farm data entry'!$D$10","v":0},{"$f":"AND(C5498>='Farm data entry'!$E$15,Hydrology!C5498<='Farm data entry'!$E$16)","v":false},0,{"$f":"VLOOKUP($A5498,ETo!$A$3:$N$10959,Hydrology!$D$1,FALSE)","v":9.3685550000000006E-2},{"$f":"(H5498*'Farm data entry'!$D$25)","v":6.5579885000000004E-2},{"$f":"kc(C5498,Kc!$E$9:$H$9,Kc!$I$9:$K$9)","v":0},0,{"$f":"K5498*10*'Farm data entry'!$E$22","v":0},{"$f":"(L5498*'Farm data entry'!$D$14)","v":0},0,0,0,1000,0,0,0,2000,0,0,0,3000,0]
["2001-01-27",{"$f":"YEAR(A5509)","v":2001},27,{"$f":"VLOOKUP($A5509,Rainfall!$D$3:$Q$10959,Hydrology!$D$1,FALSE)","v":9.9999999360000008E-2},{"$f":"MAX((D5509-'Farm data entry'!$D$24)*'Farm data entry'!$D$23,0)*10*'Farm data entry'!$D$10","v":0},{"$f":"AND(C5509>='Farm data entry'!$E$15,Hydrology!C5509<='Farm data entry'!$E$16)","v":false},0,{"$f":"VLOOKUP($A5509,ETo!$A$3:$N$10959,Hydrology!$D$1,FALSE)","v":0.18122387000000001},{"$f":"(H5509*'Farm data entry'!$D$25)","v":0.12685670900000001},{"$f":"kc(C5509,Kc!$E$9:$H$9,Kc!$I$9:$K$9)","v":0},0,{"$f":"K5509*10*'Farm data entry'!$E$22","v":0},{"$f":"(L5509*'Farm data entry'!$D$14)","v":0},{"$f":"SUM(L5509:M5509)","v":0},0,0,1000,{"$f":"$N5509-O5509","v":0},{"$f":"MIN($N5509,U5508+$G5509)","v":0},{"$f":"MAX(U5508+$G5509-$N5509-T$1,0)","v":0},{"$f":"MIN(U5508-S5509+$G5509,T$1)","v":2000},{"$f":"$N5509-S5509","v":0},{"$f":"MIN($N5509,Y5508+$G5509)","v":0},{"$f":"MAX(Y5508+$G5509-$N5509-X$1,0)","v":0},{"$f":"MIN(Y5508-W5509+$G5509,X$1)","v":3000},{"$f":"$N5509-W5509","v":0}]
["2001-02-10",2001,41,{"$f":"VLOOKUP($A5523,Rainfall!$D$3:$Q$10959,Hydrology!$D$1,FALSE)","v":2.2000000032},{"$f":"MAX((D5523-'Farm data entry'!$D$24)*'Farm data entry'!$D$23,0)*10*'Farm data entry'!$D$10","v":3.8000000607999995},{"$f":"AND(C5523>='Farm data entry'!$E$15,Hydrology!C5523<='Farm data entry'!$E$16)","v":false},0,{"$f":"VLOOKUP($A5523,ETo!$A$3:$N$10959,Hydrology!$D$1,FALSE)","v":0.408549},{"$f":"(H5523*'Farm data entry'!$D$25)","v":0.28598429999999997},{"$f":"kc(C5523,Kc!$E$9:$H$9,Kc!$I$9:$K$9)","v":0},0,{"$f":"K5523*10*'Farm data entry'!$E$22","v":0},{"$f":"(L5523*'Farm data entry'!$D$14)","v":0},0,0,0,1000,0,0,0,2000,0,0,0,3000,0]
["2001-02-15",2001,46,{"$f":"VLOOKUP($A5528,Rainfall!$D$3:$Q$10959,Hydrology!$D$1,FALSE)","v":0},{"$f":"MAX((D5528-'Farm data entry'!$D$24)*'Farm data entry'!$D$23,0)*10*'Farm data entry'!$D$10","v":0},{"$f":"AND(C5528>='Farm data entry'!$E$15,Hydrology!C5528<='Farm data entry'!$E$16)","v":false},0,{"$f":"VLOOKUP($A5528,ETo!$A$3:$N$10959,Hydrology!$D$1,FALSE)","v":0.151148},{"$f":"(H5528*'Farm data entry'!$D$25)","v":0.1058036},{"$f":"kc(C5528,Kc!$E$9:$H$9,Kc!$I$9:$K$9)","v":0},0,{"$f":"K5528*10*'Farm data entry'!$E$22","v":0},{"$f":"(L5528*'Farm data entry'!$D$14)","v":0},0,0,0,1000,0,0,0,2000,0,0,0,3000,0]
["2001-02-26",2001,57,{"$f":"VLOOKUP($A5539,Rainfall!$D$3:$Q$10959,Hydrology!$D$1,FALSE)","v":10.600000416},{"$f":"MAX((D5539-'Farm data entry'!$D$24)*'Farm data entry'!$D$23,0)*10*'Farm data entry'!$D$10","v":163.40000790400001},{"$f":"AND(C5539>='Farm data entry'!$E$15,Hydrology!C5539<='Farm data entry'!$E$16)","v":false},0,{"$f":"VLOOKUP($A5539,ETo!$A$3:$N$10959,Hydrology!$D$1,FALSE)","v":0.70344746000000002},{"$f":"(H5539*'Farm data entry'!$D$25)","v":0.49241322199999998},{"$f":"kc(C5539,Kc!$E$9:$H$9,Kc!$I$9:$K$9)","v":0},0,{"$f":"K5539*10*'Farm data entry'!$E$22","v":0},{"$f":"(L5539*'Farm data entry'!$D$14)","v":0},0,0,0,1000,0,0,0,2000,0,0,0,3000,0]
["2001-03-06",2001,65,{"$f":"VLOOKUP($A5547,Rainfall!$D$3:$Q$10959,Hydrology!$D$1,FALSE)","v":8.7999998399999999},{"$f":"MAX((D5547-'Farm data entry'!$D$24)*'Farm data entry'!$D$23,0)*10*'Farm data entry'!$D$10","v":129.19999695999999},{"$f":"AND(C5547>='Farm data entry'!$E$15,Hydrology!C5547<='Farm data entry'!$E$16)","v":true},129.19999695999999,{"$f":"VLOOKUP($A5547,ETo!$A$3:$N$10959,Hydrology!$D$1,FALSE)","v":1.0277153000000001},{"$f":"(H5547*'Farm data entry'!$D$25)","v":0.71940071000000005},{"$f":"kc(C5547,Kc!$E$9:$H$9,Kc!$I$9:$K$9)","v":0},0,{"$f":"K5547*10*'Farm data entry'!$E$22","v":0},{"$f":"(L5547*'Farm data entry'!$D$14)","v":0},0,0,129.19999695999991,1000,0,0,129.19999696000014,2000,0,0,129.19999696000014,3000,0]
["2001-03-13",2001,72,{"$f":"VLOOKUP($A5554,Rainfall!$D$3:$Q$10959,Hydrology!$D$1,FALSE)","v":0},{"$f":"MAX((D5554-'Farm data entry'!$D$24)*'Farm data entry'!$D$23,0)*10*'Farm data entry'!$D$10","v":0},{"$f":"AND(C5554>='Farm data entry'!$E$15,Hydrology!C5554<='Farm data entry'!$E$16)","v":true},0,{"$f":"VLOOKUP($A5554,ETo!$A$3:$N$10959,Hydrology!$D$1,FALSE)","v":0.99535280000000004},{"$f":"(H5554*'Farm data entry'!$D$25)","v":0.69674696000000003},{"$f":"kc(C5554,Kc!$E$9:$H$9,Kc!$I$9:$K$9)","v":0},0,{"$f":"K5554*10*'Farm data entry'!$E$22","v":0},{"$f":"(L5554*'Farm data entry'!$D$14)","v":0},0,0,0,1000,0,0,0,2000,0,0,0,3000,0]
["2001-03-28",2001,87,{"$f":"VLOOKUP($A5569,Rainfall!$D$3:$Q$10959,Hydrology!$D$1,FALSE)","v":2.2000000032},{"$f":"MAX((D5569-'Farm data entry'!$D$24)*'Farm data entry'!$D$23,0)*10*'Farm data entry'!$D$10","v":3.8000000607999995},{"$f":"AND(C5569>='Farm data entry'!$E$15,Hydrology!C5569<='Farm data entry'!$E$16)","v":true},3.8000000607999995,{"$f":"VLOOKUP($A5569,ETo!$A$3:$N$10959,Hydrology!$D$1,FALSE)","v":0.83650844999999996},{"$f":"(H5569*'Farm data entry'!$D$25)","v":0.58555591499999993},{"$f":"kc(C5569,Kc!$E$9:$H$9,Kc!$I$9:$K$9)","v":0},0,{"$f":"K5569*10*'Farm data entry'!$E$22","v":0},{"$f":"(L5569*'Farm data entry'!$D$14)","v":0},0,0,3.8000000608000164,1000,0,0,3.8000000607999027,2000,0,0,3.8000000607999027,3000,0]
["2001-04-02",2001,92,{"$f":"VLOOKUP($A5574,Rainfall!$D$3:$Q$10959,Hydrology!$D$1,FALSE)","v":6.4999998720000001},{"$f":"MAX((D5574-'Farm data entry'!$D$24)*'Farm data entry'!$D$23,0)*10*'Farm data entry'!$D$10","v":85.499997567999998},{"$f":"AND(C5574>='Farm data entry'!$E$15,Hydrology!C5574<='Farm data entry'!$E$16)","v":true},85.499997567999998,{"$f":"VLOOKUP($A5574,ETo!$A$3:$N$10959,Hydrology!$D$1,FALSE)","v":1.7607818},{"$f":"(H5574*'Farm data entry'!$D$25)","v":1.2325472599999998},{"$f":"kc(C5574,Kc!$E$9:$H$9,Kc!$I$9:$K$9)","v":0.4},0.49301890399999992,{"$f":"K5574*10*'Farm data entry'!$E$22","v":9.8603780799999985},{"$f":"(L5574*'Farm data entry'!$D$14)","v":1.4790567119999998},11.339434791999999,11.339434791999999,74.160562776000006,1000,0,11.339434791999999,74.160562776000006,2000,0,11.339434791999999,74.160562776000006,3000,0]
["2001-04-16",2001,106,{"$f":"VLOOKUP($A5588,Rainfall!$D$3:$Q$10959,Hydrology!$D$1,FALSE)","v":0},{"$f":"MAX((D5588-'Farm data entry'!$D$24)*'Farm data entry'!$D$23,0)*10*'Farm data entry'!$D$10","v":0},{"$f":"AND(C5588>='Farm data entry'!$E$15,Hydrology!C5588<='Farm data entry'!$E$16)","v":true},0,{"$f":"VLOOKUP($A5588,ETo!$A$3:$N$10959,Hydrology!$D$1,FALSE)","v":1.6352289},{"$f":"(H5588*'Farm data entry'!$D$25)","v":1.1446602299999999},{"$f":"kc(C5588,Kc!$E$9:$H$9,Kc!$I$9:$K$9)","v":0.44117647058823528},0.50499716029411756,{"$f":"K5588*10*'Farm data entry'!$E$22","v":10.099943205882351},{"$f":"(L5588*'Farm data entry'!$D$14)","v":1.5149914808823526},11.614934686764704,11.614934686764704,0,983.51341650108816,0,11.614934686764704,0,1983.5134165010884,0,11.614934686764704,0,2983.5134165010882,0]
["2001-04-27",2001,117,{"$f":"VLOOKUP($A5599,Rainfall!$D$3:$Q$10959,Hydrology!$D$1,FALSE)","v":3.0000000672000002},{"$f":"MAX((D5599-'Farm data entry'!$D$24)*'Farm data entry'!$D$23,0)*10*'Farm data entry'!$D$10","v":19.000001276800003},{"$f":"AND(C5599>='Farm data entry'!$E$15,Hydrology!C5599<='Farm data entry'!$E$16)","v":true},19.000001276800003,{"$f":"VLOOKUP($A5599,ETo!$A$3:$N$10959,Hydrology!$D$1,FALSE)","v":1.3785505},{"$f":"(H5599*'Farm data entry'!$D$25)","v":0.96498534999999996},{"$f":"kc(C5599,Kc!$E$9:$H$9,Kc!$I$9:$K$9)","v":0.47352941176470592},0.45694894514705886,{"$f":"K5599*10*'Farm data entry'!$E$22","v":9.1389789029411777},{"$f":"(L5599*'Farm data entry'!$D$14)","v":1.3708468354411767},10.509825738382354,10.509825738382354,0,907.55565683084126,0,10.509825738382354,0,1907.5556568308418,0,10.509825738382354,0,2907.5556568308407,0]
["2001-05-08",2001,128,{"$f":"VLOOKUP($A5610,Rainfall!$D$3:$Q$10959,Hydrology!$D$1,FALSE)","v":0},{"$f":"MAX((D5610-'Farm data entry'!$D$24)*'Farm data entry'!$D$23,0)*10*'Farm data entry'!$D$10","v":0},{"$f":"AND(C5610>='Farm data entry'!$E$15,Hydrology!C5610<='Farm data entry'!$E$16)","v":true},0,{"$f":"VLOOKUP($A5610,ETo!$A$3:$N$10959,Hydrology!$D$1,FALSE)","v":3.226019},{"$f":"(H5610*'Farm data entry'!$D$25)","v":2.2582133},{"$f":"kc(C5610,Kc!$E$9:$H$9,Kc!$I$9:$K$9)","v":0.50588235294117645},1.1423902576470588,{"$f":"K5610*10*'Farm data entry'!$E$22","v":22.847805152941177},{"$f":"(L5610*'Farm data entry'!$D$14)","v":3.4271707729411767},26.274975925882355,26.274975925882355,0,876.62093506767633,0,26.274975925882355,0,1876.6209350676763,0,26.274975925882355,0,2876.6209350676768,0]
["2001-05-19",2001,139,{"$f":"VLOOKUP($A5621,Rainfall!$D$3:$Q$10959,Hydrology!$D$1,FALSE)","v":0},{"$f":"MAX((D5621-'Farm data entry'!$D$24)*'Farm data entry'!$D$23,0)*10*'Farm data entry'!$D$10","v":0},{"$f":"AND(C5621>='Farm data entry'!$E$15,Hydrology!C5621<='Farm data entry'!$E$16)","v":true},0,{"$f":"VLOOKUP($A5621,ETo!$A$3:$N$10959,Hydrology!$D$1,FALSE)","v":1.8505844},{"$f":"(H5621*'Farm data entry'!$D$25)","v":1.29540908},{"$f":"kc(C5621,Kc!$E$9:$H$9,Kc!$I$9:$K$9)","v":0.53823529411764715},0.69723488717647064,{"$f":"K5621*10*'Farm data entry'!$E$22","v":13.944697743529414},{"$f":"(L5621*'Farm data entry'!$D$14)","v":2.0917046615294121},16.036402405058826,16.036402405058826,0,721.78575258524097,0,16.036402405058826,0,1721.7857525852414,0,16.036402405058826,0,2721.7857525852423,0]
["2001-05-27",2001,147,{"$f":"VLOOKUP($A5629,Rainfall!$D$3:$Q$10959,Hydrology!$D$1,FALSE)","v":0},{"$f":"MAX((D5629-'Farm data entry'!$D$24)*'Farm data entry'!$D$23,0)*10*'Farm data entry'!$D$10","v":0},{"$f":"AND(C5629>='Farm data entry'!$E$15,Hydrology!C5629<='Farm data entry'!$E$16)","v":true},0,{"$f":"VLOOKUP($A5629,ETo!$A$3:$N$10959,Hydrology!$D$1,FALSE)","v":1.7508908999999999},{"$f":"(H5629*'Farm data entry'!$D$25)","v":1.2256236299999999},{"$f":"kc(C5629,Kc!$E$9:$H$9,Kc!$I$9:$K$9)","v":0.56176470588235294},0.68851209802941171,{"$f":"K5629*10*'Farm data entry'!$E$22","v":13.770241960588233},{"$f":"(L5629*'Farm data entry'!$D$14)","v":2.0655362940882349},15.835778254676468,15.835778254676468,0,501.98763356882921,0,15.835778254676468,0,1501.9876335688298,0,15.835778254676468,0,2501.9876335688305,0]
["2001-06-07",2001,158,{"$f":"VLOOKUP($A5640,Rainfall!$D$3:$Q$10959,Hydrology!$D$1,FALSE)","v":4.100000112},{"$f":"MAX((D5640-'Farm data entry'!$D$24)*'Farm data entry'!$D$23,0)*10*'Farm data entry'!$D$10","v":39.900002127999997},{"$f":"AND(C5640>='Farm data entry'!$E$15,Hydrology!C5640<='Farm data entry'!$E$16)","v":true},39.900002127999997,{"$f":"VLOOKUP($A5640,ETo!$A$3:$N$10959,Hydrology!$D$1,FALSE)","v":3.4731679999999998},{"$f":"(H5640*'Farm data entry'!$D$25)","v":2.4312175999999996},{"$f":"kc(C5640,Kc!$E$9:$H$9,Kc!$I$9:$K$9)","v":0.59411764705882353},1.4444292799999998,{"$f":"K5640*10*'Farm data entry'!$E$22","v":28.888585599999995},{"$f":"(L5640*'Farm data entry'!$D$14)","v":4.3332878399999988},33.221873439999996,33.221873439999996,0,215.01148737659389,0,33.221873439999996,0,1215.0114873765947,0,33.221873439999996,0,2215.0114873765956,0]
["2001-06-12",2001,163,{"$f":"VLOOKUP($A5645,Rainfall!$D$3:$Q$10959,Hydrology!$D$1,FALSE)","v":0},{"$f":"MAX((D5645-'Farm data entry'!$D$24)*'Farm data entry'!$D$23,0)*10*'Farm data entry'!$D$10","v":0},{"$f":"AND(C5645>='Farm data entry'!$E$15,Hydrology!C5645<='Farm data entry'!$E$16)","v":true},0,{"$f":"VLOOKUP($A5645,ETo!$A$3:$N$10959,Hydrology!$D$1,FALSE)","v":2.3526474999999998},{"$f":"(H5645*'Farm data entry'!$D$25)","v":1.6468532499999997},{"$f":"kc(C5645,Kc!$E$9:$H$9,Kc!$I$9:$K$9)","v":0.60882352941176465},1.0026430080882349,{"$f":"K5645*10*'Farm data entry'!$E$22","v":20.052860161764698},{"$f":"(L5645*'Farm data entry'!$D$14)","v":3.0079290242647048},23.060789186029403,23.060789186029403,0,129.50169943353509,0,23.060789186029403,0,1129.501699433536,0,23.060789186029403,0,2129.5016994335369,0]
["2001-06-25",2001,176,{"$f":"VLOOKUP($A5658,Rainfall!$D$3:$Q$10959,Hydrology!$D$1,FALSE)","v":0},{"$f":"MAX((D5658-'Farm data entry'!$D$24)*'Farm data entry'!$D$23,0)*10*'Farm data entry'!$D$10","v":0},{"$f":"AND(C5658>='Farm data entry'!$E$15,Hydrology!C5658<='Farm data entry'!$E$16)","v":true},0,{"$f":"VLOOKUP($A5658,ETo!$A$3:$N$10959,Hydrology!$D$1,FALSE)","v":5.0920825000000001},{"$f":"(H5658*'Farm data entry'!$D$25)","v":3.5644577499999999},{"$f":"kc(C5658,Kc!$E$9:$H$9,Kc!$I$9:$K$9)","v":0.6470588235294118},2.3064138382352941,{"$f":"K5658*10*'Farm data entry'!$E$22","v":46.12827676470588},{"$f":"(L5658*'Farm data entry'!$D$14)","v":6.9192415147058819},53.047518279411761,0,0,0,53.047518279411761,53.047518279411761,0,750.15616805164177,0,53.047518279411761,0,1750.1561680516429,0]
["2001-07-07",2001,188,{"$f":"VLOOKUP($A5670,Rainfall!$D$3:$Q$10959,Hydrology!$D$1,FALSE)","v":2.6000000352000003},{"$f":"MAX((D5670-'Farm data entry'!$D$24)*'Farm data entry'!$D$23,0)*10*'Farm data entry'!$D$10","v":11.400000668800006},{"$f":"AND(C5670>='Farm data entry'!$E$15,Hydrology!C5670<='Farm data entry'!$E$16)","v":true},11.400000668800006,{"$f":"VLOOKUP($A5670,ETo!$A$3:$N$10959,Hydrology!$D$1,FALSE)","v":1.2675774},{"$f":"(H5670*'Farm data entry'!$D$25)","v":0.88730417999999989},{"$f":"kc(C5670,Kc!$E$9:$H$9,Kc!$I$9:$K$9)","v":0.68235294117647061},0.60545461694117642,{"$f":"K5670*10*'Farm data entry'!$E$22","v":12.109092338823528},{"$f":"(L5670*'Farm data entry'!$D$14)","v":1.8163638508235291},13.925456189647058,11.400000668800006,0,0,2.5254555208470517,13.925456189647058,0,405.66199774871245,0,13.925456189647058,0,1405.6619977487135,0]
["2001-07-12",2001,193,{"$f":"VLOOKUP($A5675,Rainfall!$D$3:$Q$10959,Hydrology!$D$1,FALSE)","v":3.5999999423999998},{"$f":"MAX((D5675-'Farm data entry'!$D$24)*'Farm data entry'!$D$23,0)*10*'Farm data entry'!$D$10","v":30.399998905599993},{"$f":"AND(C5675>='Farm data entry'!$E$15,Hydrology!C5675<='Farm data entry'!$E$16)","v":true},30.399998905599993,{"$f":"VLOOKUP($A5675,ETo!$A$3:$N$10959,Hydrology!$D$1,FALSE)","v":3.351702},{"$f":"(H5675*'Farm data entry'!$D$25)","v":2.3461913999999999},{"$f":"kc(C5675,Kc!$E$9:$H$9,Kc!$I$9:$K$9)","v":0.69705882352941173},1.6354334170588234,{"$f":"K5675*10*'Farm data entry'!$E$22","v":32.70866834117647},{"$f":"(L5675*'Farm data entry'!$D$14)","v":4.9063002511764706},37.614968592352938,30.399998905599993,0,0,7.2149696867529443,37.614968592352938,0,316.26921917778316,0,37.614968592352938,0,1316.269219177784,0]
["2001-07-23",2001,204,{"$f":"VLOOKUP($A5686,Rainfall!$D$3:$Q$10959,Hydrology!$D$1,FALSE)","v":0},{"$f":"MAX((D5686-'Farm data entry'!$D$24)*'Farm data entry'!$D$23,0)*10*'Farm data entry'!$D$10","v":0},{"$f":"AND(C5686>='Farm data entry'!$E$15,Hydrology!C5686<='Farm data entry'!$E$16)","v":true},0,{"$f":"VLOOKUP($A5686,ETo!$A$3:$N$10959,Hydrology!$D$1,FALSE)","v":3.7529020000000002},{"$f":"(H5686*'Farm data entry'!$D$25)","v":2.6270313999999999},{"$f":"kc(C5686,Kc!$E$9:$H$9,Kc!$I$9:$K$9)","v":0.72941176470588232},1.9161876094117645,{"$f":"K5686*10*'Farm data entry'!$E$22","v":38.323752188235289},{"$f":"(L5686*'Farm data entry'!$D$14)","v":5.7485628282352934},44.072315016470583,44.072315016470583,0,136.36101195341169,0,44.072315016470583,0,331.25627829207724,0,44.072315016470583,0,1331.2562782920782,0]
["2001-07-27",2001,208,{"$f":"VLOOKUP($A5690,Rainfall!$D$3:$Q$10959,Hydrology!$D$1,FALSE)","v":0},{"$f":"MAX((D5690-'Farm data entry'!$D$24)*'Farm data entry'!$D$23,0)*10*'Farm data entry'!$D$10","v":0},{"$f":"AND(C5690>='Farm data entry'!$E$15,Hydrology!C5690<='Farm data entry'!$E$16)","v":true},0,{"$f":"VLOOKUP($A5690,ETo!$A$3:$N$10959,Hydrology!$D$1,FALSE)","v":3.9157964999999999},{"$f":"(H5690*'Farm data entry'!$D$25)","v":2.7410575499999998},{"$f":"kc(C5690,Kc!$E$9:$H$9,Kc!$I$9:$K$9)","v":0.74117647058823533},2.0316073605882354,{"$f":"K5690*10*'Farm data entry'!$E$22","v":40.63214721176471},{"$f":"(L5690*'Farm data entry'!$D$14)","v":6.0948220817647067},46.726969293529415,11.517870071911688,0,0,35.209099221617727,46.726969293529415,0,159.68616711704786,0,46.726969293529415,0,1159.6861671170486,0]
["2001-08-11",2001,223,{"$f":"VLOOKUP($A5705,Rainfall!$D$3:$Q$10959,Hydrology!$D$1,FALSE)","v":0},{"$f":"MAX((D5705-'Farm data entry'!$D$24)*'Farm data entry'!$D$23,0)*10*'Farm data entry'!$D$10","v":0},{"$f":"AND(C5705>='Farm data entry'!$E$15,Hydrology!C5705<='Farm data entry'!$E$16)","v":true},0,{"$f":"VLOOKUP($A5705,ETo!$A$3:$N$10959,Hydrology!$D$1,FALSE)","v":2.5195340000000002},{"$f":"(H5705*'Farm data entry'!$D$25)","v":1.7636738000000001},{"$f":"kc(C5705,Kc!$E$9:$H$9,Kc!$I$9:$K$9)","v":0.78529411764705881},1.3850026605882353,{"$f":"K5705*10*'Farm data entry'!$E$22","v":27.700053211764704},{"$f":"(L5705*'Farm data entry'!$D$14)","v":4.1550079817647054},31.855061193529409,31.855061193529409,0,929.48137408882349,0,31.855061193529409,0,1685.4552497878528,0,31.855061193529409,0,2628.4046640060483,0]
["2001-08-22",2001,234,{"$f":"VLOOKUP($A5716,Rainfall!$D$3:$Q$10959,Hydrology!$D$1,FALSE)","v":0},{"$f":"MAX((D5716-'Farm data entry'!$D$24)*'Farm data entry'!$D$23,0)*10*'Farm data entry'!$D$10","v":0},{"$f":"AND(C5716>='Farm data entry'!$E$15,Hydrology!C5716<='Farm data entry'!$E$16)","v":true},0,{"$f":"VLOOKUP($A5716,ETo!$A$3:$N$10959,Hydrology!$D$1,FALSE)","v":2.4689950000000001},{"$f":"(H5716*'Farm data entry'!$D$25)","v":1.7282964999999999},{"$f":"kc(C5716,Kc!$E$9:$H$9,Kc!$I$9:$K$9)","v":0.81764705882352939},1.4131365499999999,{"$f":"K5716*10*'Farm data entry'!$E$22","v":28.262730999999999},{"$f":"(L5716*'Farm data entry'!$D$14)","v":4.2394096499999998},32.502140650000001,32.502140650000001,0,892.58105127364706,0,32.502140650000001,0,1890.0969236094529,0,32.502140650000001,0,2833.0463378276477,0]
["2001-08-29",2001,241,{"$f":"VLOOKUP($A5723,Rainfall!$D$3:$Q$10959,Hydrology!$D$1,FALSE)","v":0.19999999872000002},{"$f":"MAX((D5723-'Farm data entry'!$D$24)*'Farm data entry'!$D$23,0)*10*'Farm data entry'!$D$10","v":0},{"$f":"AND(C5723>='Farm data entry'!$E$15,Hydrology!C5723<='Farm data entry'!$E$16)","v":true},0,{"$f":"VLOOKUP($A5723,ETo!$A$3:$N$10959,Hydrology!$D$1,FALSE)","v":2.1907722999999999},{"$f":"(H5723*'Farm data entry'!$D$25)","v":1.5335406099999997},{"$f":"kc(C5723,Kc!$E$9:$H$9,Kc!$I$9:$K$9)","v":0.83823529411764708},1.2854678642647057,{"$f":"K5723*10*'Farm data entry'!$E$22","v":25.709357285294114},{"$f":"(L5723*'Farm data entry'!$D$14)","v":3.8564035927941172},29.565760878088231,29.565760878088231,0,896.36933021297068,0,29.565760878088231,0,1896.3693302129707,0,29.565760878088231,0,2896.3693302129705,0]
["2001-09-06",2001,249,{"$f":"VLOOKUP($A5731,Rainfall!$D$3:$Q$10959,Hydrology!$D$1,FALSE)","v":0},{"$f":"MAX((D5731-'Farm data entry'!$D$24)*'Farm data entry'!$D$23,0)*10*'Farm data entry'!$D$10","v":0},{"$f":"AND(C5731>='Farm data entry'!$E$15,Hydrology!C5731<='Farm data entry'!$E$16)","v":true},0,{"$f":"VLOOKUP($A5731,ETo!$A$3:$N$10959,Hydrology!$D$1,FALSE)","v":2.087602},{"$f":"(H5731*'Farm data entry'!$D$25)","v":1.4613213999999999},{"$f":"kc(C5731,Kc!$E$9:$H$9,Kc!$I$9:$K$9)","v":0.85},1.2421231899999998,{"$f":"K5731*10*'Farm data entry'!$E$22","v":24.842463799999997},{"$f":"(L5731*'Farm data entry'!$D$14)","v":3.7263695699999992},28.568833369999997,28.568833369999997,0,841.93824392491774,0,28.568833369999997,0,1841.9382439249182,0,28.568833369999997,0,2841.9382439249171,0]
["2001-09-21",2001,264,{"$f":"VLOOKUP($A5746,Rainfall!$D$3:$Q$10959,Hydrology!$D$1,FALSE)","v":0},{"$f":"MAX((D5746-'Farm data entry'!$D$24)*'Farm data entry'!$D$23,0)*10*'Farm data entry'!$D$10","v":0},{"$f":"AND(C5746>='Farm data entry'!$E$15,Hydrology!C5746<='Farm data entry'!$E$16)","v":true},0,{"$f":"VLOOKUP($A5746,ETo!$A$3:$N$10959,Hydrology!$D$1,FALSE)","v":0.97937830000000003},{"$f":"(H5746*'Farm data entry'!$D$25)","v":0.68556481000000002},{"$f":"kc(C5746,Kc!$E$9:$H$9,Kc!$I$9:$K$9)","v":0.85},0.58273008849999997,{"$f":"K5746*10*'Farm data entry'!$E$22","v":11.654601769999999},{"$f":"(L5746*'Farm data entry'!$D$14)","v":1.7481902654999999},13.402792035499999,13.402792035499999,0,944.76457791631788,0,13.402792035499999,0,1944.7645779163186,0,13.402792035499999,0,2944.7645779163167,0]
["2001-10-01",2001,274,{"$f":"VLOOKUP($A5756,Rainfall!$D$3:$Q$10959,Hydrology!$D$1,FALSE)","v":17.699999040000002},{"$f":"MAX((D5756-'Farm data entry'!$D$24)*'Farm data entry'!$D$23,0)*10*'Farm data entry'!$D$10","v":298.29998175999998},{"$f":"AND(C5756>='Farm data entry'!$E$15,Hydrology!C5756<='Farm data entry'!$E$16)","v":true},298.29998175999998,{"$f":"VLOOKUP($A5756,ETo!$A$3:$N$10959,Hydrology!$D$1,FALSE)","v":1.3445616},{"$f":"(H5756*'Farm data entry'!$D$25)","v":0.94119311999999999},{"$f":"kc(C5756,Kc!$E$9:$H$9,Kc!$I$9:$K$9)","v":0.85},0.80001415199999992,{"$f":"K5756*10*'Farm data entry'!$E$22","v":16.000283039999999},{"$f":"(L5756*'Farm data entry'!$D$14)","v":2.400042456},18.400325496000001,18.400325496000001,279.89965626399999,1000,0,18.400325496000001,279.89965626399999,2000,0,18.400325496000001,279.89965626399999,3000,0]
["2001-10-06",2001,279,{"$f":"VLOOKUP($A5761,Rainfall!$D$3:$Q$10959,Hydrology!$D$1,FALSE)","v":8.3000004480000005},{"$f":"MAX((D5761-'Farm data entry'!$D$24)*'Farm data entry'!$D$23,0)*10*'Farm data entry'!$D$10","v":119.700008512},{"$f":"AND(C5761>='Farm data entry'!$E$15,Hydrology!C5761<='Farm data entry'!$E$16)","v":true},119.700008512,{"$f":"VLOOKUP($A5761,ETo!$A$3:$N$10959,Hydrology!$D$1,FALSE)","v":1.1424782},{"$f":"(H5761*'Farm data entry'!$D$25)","v":0.79973474},{"$f":"kc(C5761,Kc!$E$9:$H$9,Kc!$I$9:$K$9)","v":0.65},0.51982758100000004,{"$f":"K5761*10*'Farm data entry'!$E$22","v":10.39655162},{"$f":"(L5761*'Farm data entry'!$D$14)","v":1.559482743},11.956034363000001,11.956034363000001,64.428575566249947,1000,0,11.956034363000001,64.428575566249947,2000,0,11.956034363000001,64.428575566249492,3000,0]
["2001-10-21",2001,294,{"$f":"VLOOKUP($A5776,Rainfall!$D$3:$Q$10959,Hydrology!$D$1,FALSE)","v":21.100001471999999},{"$f":"MAX((D5776-'Farm data entry'!$D$24)*'Farm data entry'!$D$23,0)*10*'Farm data entry'!$D$10","v":362.90002796799996},{"$f":"AND(C5776>='Farm data entry'!$E$15,Hydrology!C5776<='Farm data entry'!$E$16)","v":true},362.90002796799996,{"$f":"VLOOKUP($A5776,ETo!$A$3:$N$10959,Hydrology!$D$1,FALSE)","v":7.3655129999999999E-2},{"$f":"(H5776*'Farm data entry'!$D$25)","v":5.1558590999999994E-2},{"$f":"kc(C5776,Kc!$E$9:$H$9,Kc!$I$9:$K$9)","v":0.27500000000000002},1.4178612525E-2,{"$f":"K5776*10*'Farm data entry'!$E$22","v":0.28357225050000001},{"$f":"(L5776*'Farm data entry'!$D$14)","v":4.2535837574999999E-2},0.32610808807500002,0.32610808807500002,362.57391987992492,1000,0,0.32610808807500002,362.57391987992469,2000,0,0.32610808807500002,362.57391987992469,3000,0]
["2001-10-26",2001,299,{"$f":"VLOOKUP($A5781,Rainfall!$D$3:$Q$10959,Hydrology!$D$1,FALSE)","v":6.1000002719999999},{"$f":"MAX((D5781-'Farm data entry'!$D$24)*'Farm data entry'!$D$23,0)*10*'Farm data entry'!$D$10","v":77.900005167999993},{"$f":"AND(C5781>='Farm data entry'!$E$15,Hydrology!C5781<='Farm data entry'!$E$16)","v":true},77.900005167999993,{"$f":"VLOOKUP($A5781,ETo!$A$3:$N$10959,Hydrology!$D$1,FALSE)","v":0.5678744},{"$f":"(H5781*'Farm data entry'!$D$25)","v":0.39751207999999999},{"$f":"kc(C5781,Kc!$E$9:$H$9,Kc!$I$9:$K$9)","v":0.15},5.9626811999999994E-2,{"$f":"K5781*10*'Farm data entry'!$E$22","v":1.1925362399999999},{"$f":"(L5781*'Farm data entry'!$D$14)","v":0.17888043599999998},1.3714166759999999,1.3714166759999999,74.781558622799821,1000,0,1.3714166759999999,74.781558622799821,2000,0,1.3714166759999999,74.781558622799821,3000,0]
["2001-11-02",2001,306,{"$f":"VLOOKUP($A5788,Rainfall!$D$3:$Q$10959,Hydrology!$D$1,FALSE)","v":0},{"$f":"MAX((D5788-'Farm data entry'!$D$24)*'Farm data entry'!$D$23,0)*10*'Farm data entry'!$D$10","v":0},{"$f":"AND(C5788>='Farm data entry'!$E$15,Hydrology!C5788<='Farm data entry'!$E$16)","v":false},0,{"$f":"VLOOKUP($A5788,ETo!$A$3:$N$10959,Hydrology!$D$1,FALSE)","v":4.8003070000000002E-2},{"$f":"(H5788*'Farm data entry'!$D$25)","v":3.3602148999999998E-2},{"$f":"kc(C5788,Kc!$E$9:$H$9,Kc!$I$9:$K$9)","v":0},0,{"$f":"K5788*10*'Farm data entry'!$E$22","v":0},{"$f":"(L5788*'Farm data entry'!$D$14)","v":0},0,0,0,997.51310163429991,0,0,0,1997.5131016343,0,0,0,2997.5131016342998,0]
["2001-11-20",2001,324,{"$f":"VLOOKUP($A5806,Rainfall!$D$3:$Q$10959,Hydrology!$D$1,FALSE)","v":0},{"$f":"MAX((D5806-'Farm data entry'!$D$24)*'Farm data entry'!$D$23,0)*10*'Farm data entry'!$D$10","v":0},{"$f":"AND(C5806>='Farm data entry'!$E$15,Hydrology!C5806<='Farm data entry'!$E$16)","v":false},0,{"$f":"VLOOKUP($A5806,ETo!$A$3:$N$10959,Hydrology!$D$1,FALSE)","v":0.13181339},{"$f":"(H5806*'Farm data entry'!$D$25)","v":9.2269373000000002E-2},{"$f":"kc(C5806,Kc!$E$9:$H$9,Kc!$I$9:$K$9)","v":0},0,{"$f":"K5806*10*'Farm data entry'!$E$22","v":0},{"$f":"(L5806*'Farm data entry'!$D$14)","v":0},0,0,0,997.51310163429991,0,0,0,1997.5131016343,0,0,0,2997.5131016342998,0]
["2001-11-21",2001,325,{"$f":"VLOOKUP($A5807,Rainfall!$D$3:$Q$10959,Hydrology!$D$1,FALSE)","v":1.5999999552000002},{"$f":"MAX((D5807-'Farm data entry'!$D$24)*'Farm data entry'!$D$23,0)*10*'Farm data entry'!$D$10","v":0},{"$f":"AND(C5807>='Farm data entry'!$E$15,Hydrology!C5807<='Farm data entry'!$E$16)","v":false},0,{"$f":"VLOOKUP($A5807,ETo!$A$3:$N$10959,Hydrology!$D$1,FALSE)","v":0.57014540000000002},{"$f":"(H5807*'Farm data entry'!$D$25)","v":0.39910178000000002},{"$f":"kc(C5807,Kc!$E$9:$H$9,Kc!$I$9:$K$9)","v":0},0,{"$f":"K5807*10*'Farm data entry'!$E$22","v":0},{"$f":"(L5807*'Farm data entry'!$D$14)","v":0},0,0,0,997.51310163429991,0,0,0,1997.5131016343,0,0,0,2997.5131016342998,0]
["2001-12-05",2001,339,{"$f":"VLOOKUP($A5821,Rainfall!$D$3:$Q$10959,Hydrology!$D$1,FALSE)","v":1.9999999872000001},{"$f":"MAX((D5821-'Farm data entry'!$D$24)*'Farm data entry'!$D$23,0)*10*'Farm data entry'!$D$10","v":0},{"$f":"AND(C5821>='Farm data entry'!$E$15,Hydrology!C5821<='Farm data entry'!$E$16)","v":false},0,{"$f":"VLOOKUP($A5821,ETo!$A$3:$N$10959,Hydrology!$D$1,FALSE)","v":0.48071644000000002},{"$f":"(H5821*'Farm data entry'!$D$25)","v":0.336501508},{"$f":"kc(C5821,Kc!$E$9:$H$9,Kc!$I$9:$K$9)","v":0},0,{"$f":"K5821*10*'Farm data entry'!$E$22","v":0},{"$f":"(L5821*'Farm data entry'!$D$14)","v":0},0,0,0,997.51310163429991,0,0,0,1997.5131016343,0,0,0,2997.5131016342998,0]
["2001-12-10",2001,344,{"$f":"VLOOKUP($A5826,Rainfall!$D$3:$Q$10959,Hydrology!$D$1,FALSE)","v":0},{"$f":"MAX((D5826-'Farm data entry'!$D$24)*'Farm data entry'!$D$23,0)*10*'Farm data entry'!$D$10","v":0},{"$f":"AND(C5826>='Farm data entry'!$E$15,Hydrology!C5826<='Farm data entry'!$E$16)","v":false},0,{"$f":"VLOOKUP($A5826,ETo!$A$3:$N$10959,Hydrology!$D$1,FALSE)","v":0},{"$f":"(H5826*'Farm data entry'!$D$25)","v":0},{"$f":"kc(C5826,Kc!$E$9:$H$9,Kc!$I$9:$K$9)","v":0},0,{"$f":"K5826*10*'Farm data entry'!$E$22","v":0},{"$f":"(L5826*'Farm data entry'!$D$14)","v":0},0,0,0,997.51310163429991,0,0,0,1997.5131016343,0,0,0,2997.5131016342998,0]
["2001-12-21",2001,355,{"$f":"VLOOKUP($A5837,Rainfall!$D$3:$Q$10959,Hydrology!$D$1,FALSE)","v":0},{"$f":"MAX((D5837-'Farm data entry'!$D$24)*'Farm data entry'!$D$23,0)*10*'Farm data entry'!$D$10","v":0},{"$f":"AND(C5837>='Farm data entry'!$E$15,Hydrology!C5837<='Farm data entry'!$E$16)","v":false},0,{"$f":"VLOOKUP($A5837,ETo!$A$3:$N$10959,Hydrology!$D$1,FALSE)","v":0.40071002},{"$f":"(H5837*'Farm data entry'!$D$25)","v":0.28049701399999999},{"$f":"kc(C5837,Kc!$E$9:$H$9,Kc!$I$9:$K$9)","v":0},0,{"$f":"K5837*10*'Farm data entry'!$E$22","v":0},{"$f":"(L5837*'Farm data entry'!$D$14)","v":0},0,0,0,997.51310163429991,0,0,0,1997.5131016343,0,0,0,2997.5131016342998,0]
["2002-01-05",2002,5,{"$f":"VLOOKUP($A5852,Rainfall!$D$3:$Q$10959,Hydrology!$D$1,FALSE)","v":0.19999999872000002},{"$f":"MAX((D5852-'Farm data entry'!$D$24)*'Farm data entry'!$D$23,0)*10*'Farm data entry'!$D$10","v":0},{"$f":"AND(C5852>='Farm data entry'!$E$15,Hydrology!C5852<='Farm data entry'!$E$16)","v":false},0,{"$f":"VLOOKUP($A5852,ETo!$A$3:$N$10959,Hydrology!$D$1,FALSE)","v":0},{"$f":"(H5852*'Farm data entry'!$D$25)","v":0},{"$f":"kc(C5852,Kc!$E$9:$H$9,Kc!$I$9:$K$9)","v":0},0,{"$f":"K5852*10*'Farm data entry'!$E$22","v":0},{"$f":"(L5852*'Farm data entry'!$D$14)","v":0},0,0,0,997.51310163429991,0,0,0,1997.5131016343,0,0,0,2997.5131016342998,0]
["2002-01-11",2002,11,{"$f":"VLOOKUP($A5858,Rainfall!$D$3:$Q$10959,Hydrology!$D$1,FALSE)","v":0},{"$f":"MAX((D5858-'Farm data entry'!$D$24)*'Farm data entry'!$D$23,0)*10*'Farm data entry'!$D$10","v":0},{"$f":"AND(C5858>='Farm data entry'!$E$15,Hydrology!C5858<='Farm data entry'!$E$16)","v":false},0,{"$f":"VLOOKUP($A5858,ETo!$A$3:$N$10959,Hydrology!$D$1,FALSE)","v":0},{"$f":"(H5858*'Farm data entry'!$D$25)","v":0},{"$f":"kc(C5858,Kc!$E$9:$H$9,Kc!$I$9:$K$9)","v":0},0,{"$f":"K5858*10*'Farm data entry'!$E$22","v":0},{"$f":"(L5858*'Farm data entry'!$D$14)","v":0},0,0,0,997.51310163429991,0,0,0,1997.5131016343,0,0,0,2997.5131016342998,0]
["2002-01-20",2002,20,{"$f":"VLOOKUP($A5867,Rainfall!$D$3:$Q$10959,Hydrology!$D$1,FALSE)","v":2.7},{"$f":"MAX((D5867-'Farm data entry'!$D$24)*'Farm data entry'!$D$23,0)*10*'Farm data entry'!$D$10","v":13.300000000000002},{"$f":"AND(C5867>='Farm data entry'!$E$15,Hydrology!C5867<='Farm data entry'!$E$16)","v":false},0,{"$f":"VLOOKUP($A5867,ETo!$A$3:$N$10959,Hydrology!$D$1,FALSE)","v":0.19415018000000001},{"$f":"(H5867*'Farm data entry'!$D$25)","v":0.13590512599999999},{"$f":"kc(C5867,Kc!$E$9:$H$9,Kc!$I$9:$K$9)","v":0},0,{"$f":"K5867*10*'Farm data entry'!$E$22","v":0},{"$f":"(L5867*'Farm data entry'!$D$14)","v":0},0,0,0,997.51310163429991,0,0,0,1997.5131016343,0,0,0,2997.5131016342998,0]
["2002-02-04",2002,35,{"$f":"VLOOKUP($A5882,Rainfall!$D$3:$Q$10959,Hydrology!$D$1,FALSE)","v":16.700000255999999},{"$f":"MAX((D5882-'Farm data entry'!$D$24)*'Farm data entry'!$D$23,0)*10*'Farm data entry'!$D$10","v":279.30000486399996},{"$f":"AND(C5882>='Farm data entry'!$E$15,Hydrology!C5882<='Farm data entry'!$E$16)","v":false},0,{"$f":"VLOOKUP($A5882,ETo!$A$3:$N$10959,Hydrology!$D$1,FALSE)","v":0.35541546000000002},{"$f":"(H5882*'Farm data entry'!$D$25)","v":0.24879082199999999},{"$f":"kc(C5882,Kc!$E$9:$H$9,Kc!$I$9:$K$9)","v":0},0,{"$f":"K5882*10*'Farm data entry'!$E$22","v":0},{"$f":"(L5882*'Farm data entry'!$D$14)","v":0},0,0,0,997.51310163429991,0,0,0,1997.5131016343,0,0,0,2997.5131016342998,0]
["2002-02-08",2002,39,{"$f":"VLOOKUP($A5886,Rainfall!$D$3:$Q$10959,Hydrology!$D$1,FALSE)","v":0.60000000480000004},{"$f":"MAX((D5886-'Farm data entry'!$D$24)*'Farm data entry'!$D$23,0)*10*'Farm data entry'!$D$10","v":0},{"$f":"AND(C5886>='Farm data entry'!$E$15,Hydrology!C5886<='Farm data entry'!$E$16)","v":false},0,{"$f":"VLOOKUP($A5886,ETo!$A$3:$N$10959,Hydrology!$D$1,FALSE)","v":0.26063471999999999},{"$f":"(H5886*'Farm data entry'!$D$25)","v":0.18244430399999997},{"$f":"kc(C5886,Kc!$E$9:$H$9,Kc!$I$9:$K$9)","v":0},0,{"$f":"K5886*10*'Farm data entry'!$E$22","v":0},{"$f":"(L5886*'Farm data entry'!$D$14)","v":0},0,0,0,997.51310163429991,0,0,0,1997.5131016343,0,0,0,2997.5131016342998,0]
["2002-02-19",2002,50,{"$f":"VLOOKUP($A5897,Rainfall!$D$3:$Q$10959,Hydrology!$D$1,FALSE)","v":9.5000000256000003},{"$f":"MAX((D5897-'Farm data entry'!$D$24)*'Farm data entry'!$D$23,0)*10*'Farm data entry'!$D$10","v":142.50000048640001},{"$f":"AND(C5897>='Farm data entry'!$E$15,Hydrology!C5897<='Farm data entry'!$E$16)","v":false},0,{"$f":"VLOOKUP($A5897,ETo!$A$3:$N$10959,Hydrology!$D$1,FALSE)","v":1.00064},{"$f":"(H5897*'Farm data entry'!$D$25)","v":0.70044799999999996},{"$f":"kc(C5897,Kc!$E$9:$H$9,Kc!$I$9:$K$9)","v":0},0,{"$f":"K5897*10*'Farm data entry'!$E$22","v":0},{"$f":"(L5897*'Farm data entry'!$D$14)","v":0},0,0,0,997.51310163429991,0,0,0,1997.5131016343,0,0,0,2997.5131016342998,0]
["2002-03-06",2002,65,{"$f":"VLOOKUP($A5912,Rainfall!$D$3:$Q$10959,Hydrology!$D$1,FALSE)","v":0},{"$f":"MAX((D5912-'Farm data entry'!$D$24)*'Farm data entry'!$D$23,0)*10*'Farm data entry'!$D$10","v":0},{"$f":"AND(C5912>='Farm data entry'!$E$15,Hydrology!C5912<='Farm data entry'!$E$16)","v":true},0,{"$f":"VLOOKUP($A5912,ETo!$A$3:$N$10959,Hydrology!$D$1,FALSE)","v":0.77457140000000002},{"$f":"(H5912*'Farm data entry'!$D$25)","v":0.54219998000000003},{"$f":"kc(C5912,Kc!$E$9:$H$9,Kc!$I$9:$K$9)","v":0},0,{"$f":"K5912*10*'Farm data entry'!$E$22","v":0},{"$f":"(L5912*'Farm data entry'!$D$14)","v":0},0,0,0,997.51310163429991,0,0,0,1997.5131016343,0,0,0,2997.5131016342998,0]
["2002-03-13",2002,72,{"$f":"VLOOKUP($A5919,Rainfall!$D$3:$Q$10959,Hydrology!$D$1,FALSE)","v":9.9999999360000008E-2},{"$f":"MAX((D5919-'Farm data entry'!$D$24)*'Farm data entry'!$D$23,0)*10*'Farm data entry'!$D$10","v":0},{"$f":"AND(C5919>='Farm data entry'!$E$15,Hydrology!C5919<='Farm data entry'!$E$16)","v":true},0,{"$f":"VLOOKUP($A5919,ETo!$A$3:$N$10959,Hydrology!$D$1,FALSE)","v":0.68438200000000005},{"$f":"(H5919*'Farm data entry'!$D$25)","v":0.47906739999999998},{"$f":"kc(C5919,Kc!$E$9:$H$9,Kc!$I$9:$K$9)","v":0},0,{"$f":"K5919*10*'Farm data entry'!$E$22","v":0},{"$f":"(L5919*'Farm data entry'!$D$14)","v":0},0,0,0,1000,0,0,0,2000,0,0,0,3000,0]
["2002-03-21",2002,80,{"$f":"VLOOKUP($A5927,Rainfall!$D$3:$Q$10959,Hydrology!$D$1,FALSE)","v":0},{"$f":"MAX((D5927-'Farm data entry'!$D$24)*'Farm data entry'!$D$23,0)*10*'Farm data entry'!$D$10","v":0},{"$f":"AND(C5927>='Farm data entry'!$E$15,Hydrology!C5927<='Farm data entry'!$E$16)","v":true},0,{"$f":"VLOOKUP($A5927,ETo!$A$3:$N$10959,Hydrology!$D$1,FALSE)","v":1.0602914000000001},{"$f":"(H5927*'Farm data entry'!$D$25)","v":0.74220397999999999},{"$f":"kc(C5927,Kc!$E$9:$H$9,Kc!$I$9:$K$9)","v":0},0,{"$f":"K5927*10*'Farm data entry'!$E$22","v":0},{"$f":"(L5927*'Farm data entry'!$D$14)","v":0},0,0,0,1000,0,0,0,2000,0,0,0,3000,0]
["2002-04-01",2002,91,{"$f":"VLOOKUP($A5938,Rainfall!$D$3:$Q$10959,Hydrology!$D$1,FALSE)","v":0},{"$f":"MAX((D5938-'Farm data entry'!$D$24)*'Farm data entry'!$D$23,0)*10*'Farm data entry'!$D$10","v":0},{"$f":"AND(C5938>='Farm data entry'!$E$15,Hydrology!C5938<='Farm data entry'!$E$16)","v":true},0,{"$f":"VLOOKUP($A5938,ETo!$A$3:$N$10959,Hydrology!$D$1,FALSE)","v":1.1968234},{"$f":"(H5938*'Farm data entry'!$D$25)","v":0.83777637999999999},{"$f":"kc(C5938,Kc!$E$9:$H$9,Kc!$I$9:$K$9)","v":0},0,{"$f":"K5938*10*'Farm data entry'!$E$22","v":0},{"$f":"(L5938*'Farm data entry'!$D$14)","v":0},0,0,0,1000,0,0,0,2000,0,0,0,3000,0]
["2002-04-06",2002,96,{"$f":"VLOOKUP($A5943,Rainfall!$D$3:$Q$10959,Hydrology!$D$1,FALSE)","v":0},{"$f":"MAX((D5943-'Farm data entry'!$D$24)*'Farm data entry'!$D$23,0)*10*'Farm data entry'!$D$10","v":0},{"$f":"AND(C5943>='Farm data entry'!$E$15,Hydrology!C5943<='Farm data entry'!$E$16)","v":true},0,{"$f":"VLOOKUP($A5943,ETo!$A$3:$N$10959,Hydrology!$D$1,FALSE)","v":2.9656674999999999},{"$f":"(H5943*'Farm data entry'!$D$25)","v":2.0759672499999997},{"$f":"kc(C5943,Kc!$E$9:$H$9,Kc!$I$9:$K$9)","v":0.41176470588235292},0.85481004411764694,{"$f":"K5943*10*'Farm data entry'!$E$22","v":17.096200882352939},{"$f":"(L5943*'Farm data entry'!$D$14)","v":2.5644301323529408},19.660631014705878,19.660631014705878,0,923.5217969902352,0,19.660631014705878,0,1923.5217969902353,0,19.660631014705878,0,2923.5217969902355,0]
["2002-04-19",2002,{"$f":"A5956-DATE(YEAR(A5956)-1,12,31)","v":109},{"$f":"VLOOKUP($A5956,Rainfall!$D$3:$Q$10959,Hydrology!$D$1,FALSE)","v":9.9999999360000008E-2},{"$f":"MAX((D5956-'Farm data entry'!$D$24)*'Farm data entry'!$D$23,0)*10*'Farm data entry'!$D$10","v":0},{"$f":"AND(C5956>='Farm data entry'!$E$15,Hydrology!C5956<='Farm data entry'!$E$16)","v":true},{"$f":"E5956*F5956","v":0},{"$f":"VLOOKUP($A5956,ETo!$A$3:$N$10959,Hydrology!$D$1,FALSE)","v":1.4476848},{"$f":"(H5956*'Farm data entry'!$D$25)","v":1.0133793599999998},{"$f":"kc(C5956,Kc!$E$9:$H$9,Kc!$I$9:$K$9)","v":0.45},{"$f":"(J5956*I5956)","v":0.45602071199999994},{"$f":"K5956*10*'Farm data entry'!$E$22","v":9.1204142399999988},{"$f":"(L5956*'Farm data entry'!$D$14)","v":1.3680621359999998},10.488476375999998,{"$f":"MIN($N5956,Q5955+$G5956)","v":10.488476375999998},{"$f":"MAX(Q5955+$G5956-$N5956-P$1,0)","v":0},{"$f":"MIN(Q5955-O5956+$G5956,P$1)","v":760.61851680797054},0,10.488476375999998,0,1760.6185168079703,0,10.488476375999998,0,2760.618516807971,0]
["2002-05-01",2002,121,{"$f":"VLOOKUP($A5968,Rainfall!$D$3:$Q$10959,Hydrology!$D$1,FALSE)","v":0},{"$f":"MAX((D5968-'Farm data entry'!$D$24)*'Farm data entry'!$D$23,0)*10*'Farm data entry'!$D$10","v":0},{"$f":"AND(C5968>='Farm data entry'!$E$15,Hydrology!C5968<='Farm data entry'!$E$16)","v":true},0,{"$f":"VLOOKUP($A5968,ETo!$A$3:$N$10959,Hydrology!$D$1,FALSE)","v":2.8414066},{"$f":"(H5968*'Farm data entry'!$D$25)","v":1.9889846199999999},{"$f":"kc(C5968,Kc!$E$9:$H$9,Kc!$I$9:$K$9)","v":0.48529411764705882},0.96524253617647049,{"$f":"K5968*10*'Farm data entry'!$E$22","v":19.304850723529409},{"$f":"(L5968*'Farm data entry'!$D$14)","v":2.8957276085294112},22.200578332058821,22.200578332058821,0,821.43836021489403,0,22.200578332058821,0,1821.4383602148939,0,22.200578332058821,0,2821.4383602148941,0]
["2002-05-06",2002,126,{"$f":"VLOOKUP($A5973,Rainfall!$D$3:$Q$10959,Hydrology!$D$1,FALSE)","v":2.7},{"$f":"MAX((D5973-'Farm data entry'!$D$24)*'Farm data entry'!$D$23,0)*10*'Farm data entry'!$D$10","v":13.300000000000002},{"$f":"AND(C5973>='Farm data entry'!$E$15,Hydrology!C5973<='Farm data entry'!$E$16)","v":true},13.300000000000002,{"$f":"VLOOKUP($A5973,ETo!$A$3:$N$10959,Hydrology!$D$1,FALSE)","v":1.5109577999999999},{"$f":"(H5973*'Farm data entry'!$D$25)","v":1.0576704599999998},{"$f":"kc(C5973,Kc!$E$9:$H$9,Kc!$I$9:$K$9)","v":0.5},0.52883522999999988,{"$f":"K5973*10*'Farm data entry'!$E$22","v":10.576704599999998},{"$f":"(L5973*'Farm data entry'!$D$14)","v":1.5865056899999996},12.163210289999997,12.163210289999997,0,800.62302194083509,0,12.163210289999997,0,1800.6230219408349,0,12.163210289999997,0,2800.6230219408358,0]
["2002-05-22",2002,142,{"$f":"VLOOKUP($A5989,Rainfall!$D$3:$Q$10959,Hydrology!$D$1,FALSE)","v":9.9999999360000008E-2},{"$f":"MAX((D5989-'Farm data entry'!$D$24)*'Farm data entry'!$D$23,0)*10*'Farm data entry'!$D$10","v":0},{"$f":"AND(C5989>='Farm data entry'!$E$15,Hydrology!C5989<='Farm data entry'!$E$16)","v":true},0,{"$f":"VLOOKUP($A5989,ETo!$A$3:$N$10959,Hydrology!$D$1,FALSE)","v":2.670363},{"$f":"(H5989*'Farm data entry'!$D$25)","v":1.8692540999999998},{"$f":"kc(C5989,Kc!$E$9:$H$9,Kc!$I$9:$K$9)","v":0.54705882352941182},1.0225919488235293,{"$f":"K5989*10*'Farm data entry'!$E$22","v":20.451838976470587},{"$f":"(L5989*'Farm data entry'!$D$14)","v":3.067775846470588},23.519614822941175,23.519614822941175,0,976.48038517705879,0,23.519614822941175,0,1976.4803851770589,0,23.519614822941175,0,2976.4803851770589,0]
["2002-05-31",2002,151,{"$f":"VLOOKUP($A5998,Rainfall!$D$3:$Q$10959,Hydrology!$D$1,FALSE)","v":0},{"$f":"MAX((D5998-'Farm data entry'!$D$24)*'Farm data entry'!$D$23,0)*10*'Farm data entry'!$D$10","v":0},{"$f":"AND(C5998>='Farm data entry'!$E$15,Hydrology!C5998<='Farm data entry'!$E$16)","v":true},0,{"$f":"VLOOKUP($A5998,ETo!$A$3:$N$10959,Hydrology!$D$1,FALSE)","v":3.7562508999999999},{"$f":"(H5998*'Farm data entry'!$D$25)","v":2.6293756299999997},{"$f":"kc(C5998,Kc!$E$9:$H$9,Kc!$I$9:$K$9)","v":0.57352941176470584},1.5080242583823527,{"$f":"K5998*10*'Farm data entry'!$E$22","v":30.160485167647053},{"$f":"(L5998*'Farm data entry'!$D$14)","v":4.524072775147058},34.684557942794115,34.684557942794115,0,942.84262039632358,0,34.684557942794115,0,1942.8426203963236,0,34.684557942794115,0,2942.8426203963236,0]
["2002-06-05",2002,156,{"$f":"VLOOKUP($A6003,Rainfall!$D$3:$Q$10959,Hydrology!$D$1,FALSE)","v":27.899999424000001},{"$f":"MAX((D6003-'Farm data entry'!$D$24)*'Farm data entry'!$D$23,0)*10*'Farm data entry'!$D$10","v":492.09998905599997},{"$f":"AND(C6003>='Farm data entry'!$E$15,Hydrology!C6003<='Farm data entry'!$E$16)","v":true},492.09998905599997,{"$f":"VLOOKUP($A6003,ETo!$A$3:$N$10959,Hydrology!$D$1,FALSE)","v":1.0785800999999999},{"$f":"(H6003*'Farm data entry'!$D$25)","v":0.75500606999999986},{"$f":"kc(C6003,Kc!$E$9:$H$9,Kc!$I$9:$K$9)","v":0.58823529411764708},0.44412121764705875,{"$f":"K6003*10*'Farm data entry'!$E$22","v":8.8824243529411753},{"$f":"(L6003*'Farm data entry'!$D$14)","v":1.3323636529411762},10.214788005882351,10.214788005882351,364.34567289403526,1000,0,10.214788005882351,364.34567289403549,2000,0,10.214788005882351,364.34567289403549,3000,0]
["2002-06-16",2002,167,{"$f":"VLOOKUP($A6014,Rainfall!$D$3:$Q$10959,Hydrology!$D$1,FALSE)","v":0},{"$f":"MAX((D6014-'Farm data entry'!$D$24)*'Farm data entry'!$D$23,0)*10*'Farm data entry'!$D$10","v":0},{"$f":"AND(C6014>='Farm data entry'!$E$15,Hydrology!C6014<='Farm data entry'!$E$16)","v":true},0,{"$f":"VLOOKUP($A6014,ETo!$A$3:$N$10959,Hydrology!$D$1,FALSE)","v":1.6366372},{"$f":"(H6014*'Farm data entry'!$D$25)","v":1.1456460399999999},{"$f":"kc(C6014,Kc!$E$9:$H$9,Kc!$I$9:$K$9)","v":0.62058823529411766},0.71097445423529404,{"$f":"K6014*10*'Farm data entry'!$E$22","v":14.219489084705881},{"$f":"(L6014*'Farm data entry'!$D$14)","v":2.1329233627058821},16.352412447411762,16.352412447411762,0,905.84432332302936,0,16.352412447411762,0,1905.8443233230294,0,16.352412447411762,0,2905.84432332303,0]
["2002-06-23",{"$f":"YEAR(A6021)","v":2002},174,{"$f":"VLOOKUP($A6021,Rainfall!$D$3:$Q$10959,Hydrology!$D$1,FALSE)","v":0},{"$f":"MAX((D6021-'Farm data entry'!$D$24)*'Farm data entry'!$D$23,0)*10*'Farm data entry'!$D$10","v":0},{"$f":"AND(C6021>='Farm data entry'!$E$15,Hydrology!C6021<='Farm data entry'!$E$16)","v":true},0,{"$f":"VLOOKUP($A6021,ETo!$A$3:$N$10959,Hydrology!$D$1,FALSE)","v":3.1073854000000001},{"$f":"(H6021*'Farm data entry'!$D$25)","v":2.1751697800000001},{"$f":"kc(C6021,Kc!$E$9:$H$9,Kc!$I$9:$K$9)","v":0.64117647058823524},1.3946676824705881,{"$f":"K6021*10*'Farm data entry'!$E$22","v":27.893353649411765},{"$f":"(L6021*'Farm data entry'!$D$14)","v":4.1840030474117649},{"$f":"SUM(L6021:M6021)","v":32.077356696823529},32.077356696823529,0,682.08291601858832,{"$f":"$N6021-O6021","v":0},{"$f":"MIN($N6021,U6020+$G6021)","v":32.077356696823529},{"$f":"MAX(U6020+$G6021-$N6021-T$1,0)","v":0},{"$f":"MIN(U6020-S6021+$G6021,T$1)","v":1682.0829160185881},{"$f":"$N6021-S6021","v":0},{"$f":"MIN($N6021,Y6020+$G6021)","v":32.077356696823529},{"$f":"MAX(Y6020+$G6021-$N6021-X$1,0)","v":0},{"$f":"MIN(Y6020-W6021+$G6021,X$1)","v":2682.0829160185881},{"$f":"$N6021-W6021","v":0}]
["2002-07-05",2002,186,{"$f":"VLOOKUP($A6033,Rainfall!$D$3:$Q$10959,Hydrology!$D$1,FALSE)","v":2.2000000032},{"$f":"MAX((D6033-'Farm data entry'!$D$24)*'Farm data entry'!$D$23,0)*10*'Farm data entry'!$D$10","v":3.8000000607999995},{"$f":"AND(C6033>='Farm data entry'!$E$15,Hydrology!C6033<='Farm data entry'!$E$16)","v":true},3.8000000607999995,{"$f":"VLOOKUP($A6033,ETo!$A$3:$N$10959,Hydrology!$D$1,FALSE)","v":1.3035707000000001},{"$f":"(H6033*'Farm data entry'!$D$25)","v":0.91249948999999997},{"$f":"kc(C6033,Kc!$E$9:$H$9,Kc!$I$9:$K$9)","v":0.67647058823529416},0.6172790667647059,{"$f":"K6033*10*'Farm data entry'!$E$22","v":12.345581335294117},{"$f":"(L6033*'Farm data entry'!$D$14)","v":1.8518372002941175},14.197418535588234,14.197418535588234,0,681.51838728462963,0,14.197418535588234,0,1681.5183872846294,0,14.197418535588234,0,2681.5183872846287,0]
["2002-07-16",2002,197,{"$f":"VLOOKUP($A6044,Rainfall!$D$3:$Q$10959,Hydrology!$D$1,FALSE)","v":9.9999999360000008E-2},{"$f":"MAX((D6044-'Farm data entry'!$D$24)*'Farm data entry'!$D$23,0)*10*'Farm data entry'!$D$10","v":0},{"$f":"AND(C6044>='Farm data entry'!$E$15,Hydrology!C6044<='Farm data entry'!$E$16)","v":true},0,{"$f":"VLOOKUP($A6044,ETo!$A$3:$N$10959,Hydrology!$D$1,FALSE)","v":3.2165010000000001},{"$f":"(H6044*'Farm data entry'!$D$25)","v":2.2515506999999997},{"$f":"kc(C6044,Kc!$E$9:$H$9,Kc!$I$9:$K$9)","v":0.70882352941176463},1.5959521138235291,{"$f":"K6044*10*'Farm data entry'!$E$22","v":31.919042276470581},{"$f":"(L6044*'Farm data entry'!$D$14)","v":4.7878563414705866},36.706898617941164,36.706898617941164,0,565.08669969627692,0,36.706898617941164,0,1565.0866996962768,0,36.706898617941164,0,2565.0866996962759,0]
["2002-07-26",2002,207,{"$f":"VLOOKUP($A6054,Rainfall!$D$3:$Q$10959,Hydrology!$D$1,FALSE)","v":0},{"$f":"MAX((D6054-'Farm data entry'!$D$24)*'Farm data entry'!$D$23,0)*10*'Farm data entry'!$D$10","v":0},{"$f":"AND(C6054>='Farm data entry'!$E$15,Hydrology!C6054<='Farm data entry'!$E$16)","v":true},0,{"$f":"VLOOKUP($A6054,ETo!$A$3:$N$10959,Hydrology!$D$1,FALSE)","v":2.978027},{"$f":"(H6054*'Farm data entry'!$D$25)","v":2.0846188999999997},{"$f":"kc(C6054,Kc!$E$9:$H$9,Kc!$I$9:$K$9)","v":0.7382352941176471},1.5389392467647058,{"$f":"K6054*10*'Farm data entry'!$E$22","v":30.778784935294116},{"$f":"(L6054*'Farm data entry'!$D$14)","v":4.6168177402941168},35.395602675588236,35.395602675588236,0,253.94399165292992,0,35.395602675588236,0,1253.94399165293,0,35.395602675588236,0,2253.9439916529282,0]
["2002-07-31",2002,212,{"$f":"VLOOKUP($A6059,Rainfall!$D$3:$Q$10959,Hydrology!$D$1,FALSE)","v":0},{"$f":"MAX((D6059-'Farm data entry'!$D$24)*'Farm data entry'!$D$23,0)*10*'Farm data entry'!$D$10","v":0},{"$f":"AND(C6059>='Farm data entry'!$E$15,Hydrology!C6059<='Farm data entry'!$E$16)","v":true},0,{"$f":"VLOOKUP($A6059,ETo!$A$3:$N$10959,Hydrology!$D$1,FALSE)","v":1.4487998},{"$f":"(H6059*'Farm data entry'!$D$25)","v":1.0141598599999999},{"$f":"kc(C6059,Kc!$E$9:$H$9,Kc!$I$9:$K$9)","v":0.75294117647058822},0.76360271811764702,{"$f":"K6059*10*'Farm data entry'!$E$22","v":15.272054362352939},{"$f":"(L6059*'Farm data entry'!$D$14)","v":2.2908081543529408},17.562862516705881,17.562862516705881,0,174.1127136638417,0,17.562862516705881,0,1174.1127136638415,0,17.562862516705881,0,2174.1127136638397,0]
["2002-08-15",2002,227,{"$f":"VLOOKUP($A6074,Rainfall!$D$3:$Q$10959,Hydrology!$D$1,FALSE)","v":0},{"$f":"MAX((D6074-'Farm data entry'!$D$24)*'Farm data entry'!$D$23,0)*10*'Farm data entry'!$D$10","v":0},{"$f":"AND(C6074>='Farm data entry'!$E$15,Hydrology!C6074<='Farm data entry'!$E$16)","v":true},0,{"$f":"VLOOKUP($A6074,ETo!$A$3:$N$10959,Hydrology!$D$1,FALSE)","v":3.1858822999999998},{"$f":"(H6074*'Farm data entry'!$D$25)","v":2.2301176099999998},{"$f":"kc(C6074,Kc!$E$9:$H$9,Kc!$I$9:$K$9)","v":0.79705882352941171},1.7775349185588232,{"$f":"K6074*10*'Farm data entry'!$E$22","v":35.550698371176466},{"$f":"(L6074*'Farm data entry'!$D$14)","v":5.3326047556764697},40.883303126852937,40.883303126852937,0,424.54776575559464,0,40.883303126852937,0,1424.5477657555941,0,40.883303126852937,0,2424.5477657555934,0]
["2002-08-20",2002,232,{"$f":"VLOOKUP($A6079,Rainfall!$D$3:$Q$10959,Hydrology!$D$1,FALSE)","v":3.0000000672000002},{"$f":"MAX((D6079-'Farm data entry'!$D$24)*'Farm data entry'!$D$23,0)*10*'Farm data entry'!$D$10","v":19.000001276800003},{"$f":"AND(C6079>='Farm data entry'!$E$15,Hydrology!C6079<='Farm data entry'!$E$16)","v":true},19.000001276800003,{"$f":"VLOOKUP($A6079,ETo!$A$3:$N$10959,Hydrology!$D$1,FALSE)","v":1.1769768},{"$f":"(H6079*'Farm data entry'!$D$25)","v":0.82388375999999997},{"$f":"kc(C6079,Kc!$E$9:$H$9,Kc!$I$9:$K$9)","v":0.81176470588235294},0.66879975811764703,{"$f":"K6079*10*'Farm data entry'!$E$22","v":13.37599516235294},{"$f":"(L6079*'Farm data entry'!$D$14)","v":2.0063992743529409},15.38239443670588,15.38239443670588,0,291.7255798361594,0,15.38239443670588,0,1291.7255798361587,0,15.38239443670588,0,2291.725579836158,0]
["2002-09-05",2002,248,{"$f":"VLOOKUP($A6095,Rainfall!$D$3:$Q$10959,Hydrology!$D$1,FALSE)","v":0},{"$f":"MAX((D6095-'Farm data entry'!$D$24)*'Farm data entry'!$D$23,0)*10*'Farm data entry'!$D$10","v":0},{"$f":"AND(C6095>='Farm data entry'!$E$15,Hydrology!C6095<='Farm data entry'!$E$16)","v":true},0,{"$f":"VLOOKUP($A6095,ETo!$A$3:$N$10959,Hydrology!$D$1,FALSE)","v":1.9854248000000001},{"$f":"(H6095*'Farm data entry'!$D$25)","v":1.38979736},{"$f":"kc(C6095,Kc!$E$9:$H$9,Kc!$I$9:$K$9)","v":0.85},1.181327756,{"$f":"K6095*10*'Farm data entry'!$E$22","v":23.626555119999999},{"$f":"(L6095*'Farm data entry'!$D$14)","v":3.5439832679999999},27.170538387999997,0,0,0,27.170538387999997,27.170538387999997,0,904.95519155737679,0,27.170538387999997,0,1904.9551915573754,0]
["2002-09-14",2002,257,{"$f":"VLOOKUP($A6104,Rainfall!$D$3:$Q$10959,Hydrology!$D$1,FALSE)","v":0},{"$f":"MAX((D6104-'Farm data entry'!$D$24)*'Farm data entry'!$D$23,0)*10*'Farm data entry'!$D$10","v":0},{"$f":"AND(C6104>='Farm data entry'!$E$15,Hydrology!C6104<='Farm data entry'!$E$16)","v":true},0,{"$f":"VLOOKUP($A6104,ETo!$A$3:$N$10959,Hydrology!$D$1,FALSE)","v":1.4888543999999999},{"$f":"(H6104*'Farm data entry'!$D$25)","v":1.0421980799999999},{"$f":"kc(C6104,Kc!$E$9:$H$9,Kc!$I$9:$K$9)","v":0.85},0.88586836799999991,{"$f":"K6104*10*'Farm data entry'!$E$22","v":17.717367359999997},{"$f":"(L6104*'Farm data entry'!$D$14)","v":2.6576051039999995},20.374972463999995,20.374972463999995,0,637.0707029634998,0,20.374972463999995,0,1542.025894520877,0,20.374972463999995,0,2542.0258945208757,0]
["2002-09-19",2002,262,{"$f":"VLOOKUP($A6109,Rainfall!$D$3:$Q$10959,Hydrology!$D$1,FALSE)","v":0},{"$f":"MAX((D6109-'Farm data entry'!$D$24)*'Farm data entry'!$D$23,0)*10*'Farm data entry'!$D$10","v":0},{"$f":"AND(C6109>='Farm data entry'!$E$15,Hydrology!C6109<='Farm data entry'!$E$16)","v":true},0,{"$f":"VLOOKUP($A6109,ETo!$A$3:$N$10959,Hydrology!$D$1,FALSE)","v":1.200388},{"$f":"(H6109*'Farm data entry'!$D$25)","v":0.84027160000000001},{"$f":"kc(C6109,Kc!$E$9:$H$9,Kc!$I$9:$K$9)","v":0.85},0.71423086000000002,{"$f":"K6109*10*'Farm data entry'!$E$22","v":14.2846172},{"$f":"(L6109*'Farm data entry'!$D$14)","v":2.1426925799999998},16.427309779999998,16.427309779999998,0,539.86507095399986,0,16.427309779999998,0,1444.8202625113768,0,16.427309779999998,0,2444.8202625113754,0]
["2002-09-29",2002,272,{"$f":"VLOOKUP($A6119,Rainfall!$D$3:$Q$10959,Hydrology!$D$1,FALSE)","v":0},{"$f":"MAX((D6119-'Farm data entry'!$D$24)*'Farm data entry'!$D$23,0)*10*'Farm data entry'!$D$10","v":0},{"$f":"AND(C6119>='Farm data entry'!$E$15,Hydrology!C6119<='Farm data entry'!$E$16)","v":true},0,{"$f":"VLOOKUP($A6119,ETo!$A$3:$N$10959,Hydrology!$D$1,FALSE)","v":1.3855803},{"$f":"(H6119*'Farm data entry'!$D$25)","v":0.96990620999999988},{"$f":"kc(C6119,Kc!$E$9:$H$9,Kc!$I$9:$K$9)","v":0.85},0.82442027849999988,{"$f":"K6119*10*'Farm data entry'!$E$22","v":16.488405569999998},{"$f":"(L6119*'Farm data entry'!$D$14)","v":2.4732608354999996},18.961666405499997,18.961666405499997,0,342.32831578649984,0,18.961666405499997,0,1247.2835073438766,0,18.961666405499997,0,2247.2835073438755,0]
["2002-10-14",2002,287,{"$f":"VLOOKUP($A6134,Rainfall!$D$3:$Q$10959,Hydrology!$D$1,FALSE)","v":1.1000000448},{"$f":"MAX((D6134-'Farm data entry'!$D$24)*'Farm data entry'!$D$23,0)*10*'Farm data entry'!$D$10","v":0},{"$f":"AND(C6134>='Farm data entry'!$E$15,Hydrology!C6134<='Farm data entry'!$E$16)","v":true},0,{"$f":"VLOOKUP($A6134,ETo!$A$3:$N$10959,Hydrology!$D$1,FALSE)","v":0.20402719},{"$f":"(H6134*'Farm data entry'!$D$25)","v":0.14281903299999998},{"$f":"kc(C6134,Kc!$E$9:$H$9,Kc!$I$9:$K$9)","v":0.45},6.4268564850000001E-2,{"$f":"K6134*10*'Farm data entry'!$E$22","v":1.285371297},{"$f":"(L6134*'Farm data entry'!$D$14)","v":0.19280569454999999},1.47817699155,1.47817699155,0,430.68238410702486,0,1.47817699155,0,1335.6375756644018,0,1.47817699155,0,2335.6375756644006,0]
["2002-10-25",2002,298,{"$f":"VLOOKUP($A6145,Rainfall!$D$3:$Q$10959,Hydrology!$D$1,FALSE)","v":6.1000002719999999},{"$f":"MAX((D6145-'Farm data entry'!$D$24)*'Farm data entry'!$D$23,0)*10*'Farm data entry'!$D$10","v":77.900005167999993},{"$f":"AND(C6145>='Farm data entry'!$E$15,Hydrology!C6145<='Farm data entry'!$E$16)","v":true},77.900005167999993,{"$f":"VLOOKUP($A6145,ETo!$A$3:$N$10959,Hydrology!$D$1,FALSE)","v":0.84021199999999996},{"$f":"(H6145*'Farm data entry'!$D$25)","v":0.5881483999999999},{"$f":"kc(C6145,Kc!$E$9:$H$9,Kc!$I$9:$K$9)","v":0.17499999999999999},0.10292596999999998,{"$f":"K6145*10*'Farm data entry'!$E$22","v":2.0585193999999998},{"$f":"(L6145*'Farm data entry'!$D$14)","v":0.30877790999999993},2.3672973099999997,2.3672973099999997,0,784.72553193294993,0,2.3672973099999997,0,1689.6807234903272,0,2.3672973099999997,0,2689.6807234903254,0]
["2002-10-30",2002,303,{"$f":"VLOOKUP($A6150,Rainfall!$D$3:$Q$10959,Hydrology!$D$1,FALSE)","v":2.7},{"$f":"MAX((D6150-'Farm data entry'!$D$24)*'Farm data entry'!$D$23,0)*10*'Farm data entry'!$D$10","v":13.300000000000002},{"$f":"AND(C6150>='Farm data entry'!$E$15,Hydrology!C6150<='Farm data entry'!$E$16)","v":true},13.300000000000002,{"$f":"VLOOKUP($A6150,ETo!$A$3:$N$10959,Hydrology!$D$1,FALSE)","v":0.12872312999999999},{"$f":"(H6150*'Farm data entry'!$D$25)","v":9.0106190999999988E-2},{"$f":"kc(C6150,Kc!$E$9:$H$9,Kc!$I$9:$K$9)","v":0.05},4.5053095499999994E-3,{"$f":"K6150*10*'Farm data entry'!$E$22","v":9.0106190999999988E-2},{"$f":"(L6150*'Farm data entry'!$D$14)","v":1.3515928649999998E-2},0.10362211964999998,0.10362211964999998,0,868.21286264334981,0,0.10362211964999998,0,1773.1680542007271,0,0.10362211964999998,0,2773.1680542007252,0]
["2002-11-14",2002,318,{"$f":"VLOOKUP($A6165,Rainfall!$D$3:$Q$10959,Hydrology!$D$1,FALSE)","v":9.8000003519999996},{"$f":"MAX((D6165-'Farm data entry'!$D$24)*'Farm data entry'!$D$23,0)*10*'Farm data entry'!$D$10","v":148.20000668799997},{"$f":"AND(C6165>='Farm data entry'!$E$15,Hydrology!C6165<='Farm data entry'!$E$16)","v":false},0,{"$f":"VLOOKUP($A6165,ETo!$A$3:$N$10959,Hydrology!$D$1,FALSE)","v":0.81761589999999995},{"$f":"(H6165*'Farm data entry'!$D$25)","v":0.57233112999999991},{"$f":"kc(C6165,Kc!$E$9:$H$9,Kc!$I$9:$K$9)","v":0},0,{"$f":"K6165*10*'Farm data entry'!$E$22","v":0},{"$f":"(L6165*'Farm data entry'!$D$14)","v":0},0,0,0,868.12284808672484,0,0,0,1773.0780396441021,0,0,0,2773.0780396441,0]
["2002-11-24",2002,328,{"$f":"VLOOKUP($A6175,Rainfall!$D$3:$Q$10959,Hydrology!$D$1,FALSE)","v":2.2999999680000003},{"$f":"MAX((D6175-'Farm data entry'!$D$24)*'Farm data entry'!$D$23,0)*10*'Farm data entry'!$D$10","v":5.6999993920000049},{"$f":"AND(C6175>='Farm data entry'!$E$15,Hydrology!C6175<='Farm data entry'!$E$16)","v":false},0,{"$f":"VLOOKUP($A6175,ETo!$A$3:$N$10959,Hydrology!$D$1,FALSE)","v":0.10525909999999999},{"$f":"(H6175*'Farm data entry'!$D$25)","v":7.3681369999999996E-2},{"$f":"kc(C6175,Kc!$E$9:$H$9,Kc!$I$9:$K$9)","v":0},0,{"$f":"K6175*10*'Farm data entry'!$E$22","v":0},{"$f":"(L6175*'Farm data entry'!$D$14)","v":0},0,0,0,868.12284808672484,0,0,0,1773.0780396441021,0,0,0,2773.0780396441,0]
["2002-11-29",2002,333,{"$f":"VLOOKUP($A6180,Rainfall!$D$3:$Q$10959,Hydrology!$D$1,FALSE)","v":0},{"$f":"MAX((D6180-'Farm data entry'!$D$24)*'Farm data entry'!$D$23,0)*10*'Farm data entry'!$D$10","v":0},{"$f":"AND(C6180>='Farm data entry'!$E$15,Hydrology!C6180<='Farm data entry'!$E$16)","v":false},0,{"$f":"VLOOKUP($A6180,ETo!$A$3:$N$10959,Hydrology!$D$1,FALSE)","v":0},{"$f":"(H6180*'Farm data entry'!$D$25)","v":0},{"$f":"kc(C6180,Kc!$E$9:$H$9,Kc!$I$9:$K$9)","v":0},0,{"$f":"K6180*10*'Farm data entry'!$E$22","v":0},{"$f":"(L6180*'Farm data entry'!$D$14)","v":0},0,0,0,868.12284808672484,0,0,0,1773.0780396441021,0,0,0,2773.0780396441,0]
["2002-12-08",2002,342,{"$f":"VLOOKUP($A6189,Rainfall!$D$3:$Q$10959,Hydrology!$D$1,FALSE)","v":0.19999999872000002},{"$f":"MAX((D6189-'Farm data entry'!$D$24)*'Farm data entry'!$D$23,0)*10*'Farm data entry'!$D$10","v":0},{"$f":"AND(C6189>='Farm data entry'!$E$15,Hydrology!C6189<='Farm data entry'!$E$16)","v":false},0,{"$f":"VLOOKUP($A6189,ETo!$A$3:$N$10959,Hydrology!$D$1,FALSE)","v":8.6603990000000006E-2},{"$f":"(H6189*'Farm data entry'!$D$25)","v":6.0622793000000001E-2},{"$f":"kc(C6189,Kc!$E$9:$H$9,Kc!$I$9:$K$9)","v":0},0,{"$f":"K6189*10*'Farm data entry'!$E$22","v":0},{"$f":"(L6189*'Farm data entry'!$D$14)","v":0},0,0,0,868.12284808672484,0,0,0,1773.0780396441021,0,0,0,2773.0780396441,0]
["2002-12-14",2002,348,{"$f":"VLOOKUP($A6195,Rainfall!$D$3:$Q$10959,Hydrology!$D$1,FALSE)","v":7.0999998336000001},{"$f":"MAX((D6195-'Farm data entry'!$D$24)*'Farm data entry'!$D$23,0)*10*'Farm data entry'!$D$10","v":96.8999968384},{"$f":"AND(C6195>='Farm data entry'!$E$15,Hydrology!C6195<='Farm data entry'!$E$16)","v":false},0,{"$f":"VLOOKUP($A6195,ETo!$A$3:$N$10959,Hydrology!$D$1,FALSE)","v":0},{"$f":"(H6195*'Farm data entry'!$D$25)","v":0},{"$f":"kc(C6195,Kc!$E$9:$H$9,Kc!$I$9:$K$9)","v":0},0,{"$f":"K6195*10*'Farm data entry'!$E$22","v":0},{"$f":"(L6195*'Farm data entry'!$D$14)","v":0},0,0,0,868.12284808672484,0,0,0,1773.0780396441021,0,0,0,2773.0780396441,0]
["2002-12-29",2002,363,{"$f":"VLOOKUP($A6210,Rainfall!$D$3:$Q$10959,Hydrology!$D$1,FALSE)","v":6.1000002719999999},{"$f":"MAX((D6210-'Farm data entry'!$D$24)*'Farm data entry'!$D$23,0)*10*'Farm data entry'!$D$10","v":77.900005167999993},{"$f":"AND(C6210>='Farm data entry'!$E$15,Hydrology!C6210<='Farm data entry'!$E$16)","v":false},0,{"$f":"VLOOKUP($A6210,ETo!$A$3:$N$10959,Hydrology!$D$1,FALSE)","v":0},{"$f":"(H6210*'Farm data entry'!$D$25)","v":0},{"$f":"kc(C6210,Kc!$E$9:$H$9,Kc!$I$9:$K$9)","v":0},0,{"$f":"K6210*10*'Farm data entry'!$E$22","v":0},{"$f":"(L6210*'Farm data entry'!$D$14)","v":0},0,0,0,868.12284808672484,0,0,0,1773.0780396441021,0,0,0,2773.0780396441,0]
["2003-01-05",2003,5,{"$f":"VLOOKUP($A6217,Rainfall!$D$3:$Q$10959,Hydrology!$D$1,FALSE)","v":0},{"$f":"MAX((D6217-'Farm data entry'!$D$24)*'Farm data entry'!$D$23,0)*10*'Farm data entry'!$D$10","v":0},{"$f":"AND(C6217>='Farm data entry'!$E$15,Hydrology!C6217<='Farm data entry'!$E$16)","v":false},0,{"$f":"VLOOKUP($A6217,ETo!$A$3:$N$10959,Hydrology!$D$1,FALSE)","v":0},{"$f":"(H6217*'Farm data entry'!$D$25)","v":0},{"$f":"kc(C6217,Kc!$E$9:$H$9,Kc!$I$9:$K$9)","v":0},0,{"$f":"K6217*10*'Farm data entry'!$E$22","v":0},{"$f":"(L6217*'Farm data entry'!$D$14)","v":0},0,0,0,868.12284808672484,0,0,0,1773.0780396441021,0,0,0,2773.0780396441,0]
["2003-01-13",2003,13,{"$f":"VLOOKUP($A6225,Rainfall!$D$3:$Q$10959,Hydrology!$D$1,FALSE)","v":0},{"$f":"MAX((D6225-'Farm data entry'!$D$24)*'Farm data entry'!$D$23,0)*10*'Farm data entry'!$D$10","v":0},{"$f":"AND(C6225>='Farm data entry'!$E$15,Hydrology!C6225<='Farm data entry'!$E$16)","v":false},0,{"$f":"VLOOKUP($A6225,ETo!$A$3:$N$10959,Hydrology!$D$1,FALSE)","v":0.36965176},{"$f":"(H6225*'Farm data entry'!$D$25)","v":0.25875623199999997},{"$f":"kc(C6225,Kc!$E$9:$H$9,Kc!$I$9:$K$9)","v":0},0,{"$f":"K6225*10*'Farm data entry'!$E$22","v":0},{"$f":"(L6225*'Farm data entry'!$D$14)","v":0},0,0,0,868.12284808672484,0,0,0,1773.0780396441021,0,0,0,2773.0780396441,0]
["2003-01-28",2003,28,{"$f":"VLOOKUP($A6240,Rainfall!$D$3:$Q$10959,Hydrology!$D$1,FALSE)","v":1.1000000448},{"$f":"MAX((D6240-'Farm data entry'!$D$24)*'Farm data entry'!$D$23,0)*10*'Farm data entry'!$D$10","v":0},{"$f":"AND(C6240>='Farm data entry'!$E$15,Hydrology!C6240<='Farm data entry'!$E$16)","v":false},0,{"$f":"VLOOKUP($A6240,ETo!$A$3:$N$10959,Hydrology!$D$1,FALSE)","v":1.0259621000000001},{"$f":"(H6240*'Farm data entry'!$D$25)","v":0.71817346999999998},{"$f":"kc(C6240,Kc!$E$9:$H$9,Kc!$I$9:$K$9)","v":0},0,{"$f":"K6240*10*'Farm data entry'!$E$22","v":0},{"$f":"(L6240*'Farm data entry'!$D$14)","v":0},0,0,0,868.12284808672484,0,0,0,1773.0780396441021,0,0,0,2773.0780396441,0]
["2003-02-08",2003,39,{"$f":"VLOOKUP($A6251,Rainfall!$D$3:$Q$10959,Hydrology!$D$1,FALSE)","v":2.9000000160000003},{"$f":"MAX((D6251-'Farm data entry'!$D$24)*'Farm data entry'!$D$23,0)*10*'Farm data entry'!$D$10","v":17.100000304000005},{"$f":"AND(C6251>='Farm data entry'!$E$15,Hydrology!C6251<='Farm data entry'!$E$16)","v":false},0,{"$f":"VLOOKUP($A6251,ETo!$A$3:$N$10959,Hydrology!$D$1,FALSE)","v":0.14094525999999999},{"$f":"(H6251*'Farm data entry'!$D$25)","v":9.8661681999999987E-2},{"$f":"kc(C6251,Kc!$E$9:$H$9,Kc!$I$9:$K$9)","v":0},0,{"$f":"K6251*10*'Farm data entry'!$E$22","v":0},{"$f":"(L6251*'Farm data entry'!$D$14)","v":0},0,0,0,868.12284808672484,0,0,0,1773.0780396441021,0,0,0,2773.0780396441,0]
["2003-02-11",2003,42,{"$f":"VLOOKUP($A6254,Rainfall!$D$3:$Q$10959,Hydrology!$D$1,FALSE)","v":1.9999999872000001},{"$f":"MAX((D6254-'Farm data entry'!$D$24)*'Farm data entry'!$D$23,0)*10*'Farm data entry'!$D$10","v":0},{"$f":"AND(C6254>='Farm data entry'!$E$15,Hydrology!C6254<='Farm data entry'!$E$16)","v":false},0,{"$f":"VLOOKUP($A6254,ETo!$A$3:$N$10959,Hydrology!$D$1,FALSE)","v":0},{"$f":"(H6254*'Farm data entry'!$D$25)","v":0},{"$f":"kc(C6254,Kc!$E$9:$H$9,Kc!$I$9:$K$9)","v":0},0,{"$f":"K6254*10*'Farm data entry'!$E$22","v":0},{"$f":"(L6254*'Farm data entry'!$D$14)","v":0},0,0,0,868.12284808672484,0,0,0,1773.0780396441021,0,0,0,2773.0780396441,0]
["2003-02-23",2003,54,{"$f":"VLOOKUP($A6266,Rainfall!$D$3:$Q$10959,Hydrology!$D$1,FALSE)","v":9.9999999360000008E-2},{"$f":"MAX((D6266-'Farm data entry'!$D$24)*'Farm data entry'!$D$23,0)*10*'Farm data entry'!$D$10","v":0},{"$f":"AND(C6266>='Farm data entry'!$E$15,Hydrology!C6266<='Farm data entry'!$E$16)","v":false},0,{"$f":"VLOOKUP($A6266,ETo!$A$3:$N$10959,Hydrology!$D$1,FALSE)","v":0.45317465000000001},{"$f":"(H6266*'Farm data entry'!$D$25)","v":0.31722225500000001},{"$f":"kc(C6266,Kc!$E$9:$H$9,Kc!$I$9:$K$9)","v":0},0,{"$f":"K6266*10*'Farm data entry'!$E$22","v":0},{"$f":"(L6266*'Farm data entry'!$D$14)","v":0},0,0,0,868.12284808672484,0,0,0,1773.0780396441021,0,0,0,2773.0780396441,0]
["2003-03-10",2003,69,{"$f":"VLOOKUP($A6281,Rainfall!$D$3:$Q$10959,Hydrology!$D$1,FALSE)","v":0.60000000480000004},{"$f":"MAX((D6281-'Farm data entry'!$D$24)*'Farm data entry'!$D$23,0)*10*'Farm data entry'!$D$10","v":0},{"$f":"AND(C6281>='Farm data entry'!$E$15,Hydrology!C6281<='Farm data entry'!$E$16)","v":true},0,{"$f":"VLOOKUP($A6281,ETo!$A$3:$N$10959,Hydrology!$D$1,FALSE)","v":0.82252972999999996},{"$f":"(H6281*'Farm data entry'!$D$25)","v":0.57577081099999994},{"$f":"kc(C6281,Kc!$E$9:$H$9,Kc!$I$9:$K$9)","v":0},0,{"$f":"K6281*10*'Farm data entry'!$E$22","v":0},{"$f":"(L6281*'Farm data entry'!$D$14)","v":0},0,0,0,997.32284808672489,0,0,0,1902.2780396441019,0,0,0,2902.2780396440999,0]
["2003-03-16",2003,75,{"$f":"VLOOKUP($A6287,Rainfall!$D$3:$Q$10959,Hydrology!$D$1,FALSE)","v":0},{"$f":"MAX((D6287-'Farm data entry'!$D$24)*'Farm data entry'!$D$23,0)*10*'Farm data entry'!$D$10","v":0},{"$f":"AND(C6287>='Farm data entry'!$E$15,Hydrology!C6287<='Farm data entry'!$E$16)","v":true},0,{"$f":"VLOOKUP($A6287,ETo!$A$3:$N$10959,Hydrology!$D$1,FALSE)","v":1.3856611999999999},{"$f":"(H6287*'Farm data entry'!$D$25)","v":0.96996283999999988},{"$f":"kc(C6287,Kc!$E$9:$H$9,Kc!$I$9:$K$9)","v":0},0,{"$f":"K6287*10*'Farm data entry'!$E$22","v":0},{"$f":"(L6287*'Farm data entry'!$D$14)","v":0},0,0,0,997.32284808672489,0,0,0,1902.2780396441019,0,0,0,2902.2780396440999,0]
["2003-03-25",2003,84,{"$f":"VLOOKUP($A6296,Rainfall!$D$3:$Q$10959,Hydrology!$D$1,FALSE)","v":0},{"$f":"MAX((D6296-'Farm data entry'!$D$24)*'Farm data entry'!$D$23,0)*10*'Farm data entry'!$D$10","v":0},{"$f":"AND(C6296>='Farm data entry'!$E$15,Hydrology!C6296<='Farm data entry'!$E$16)","v":true},0,{"$f":"VLOOKUP($A6296,ETo!$A$3:$N$10959,Hydrology!$D$1,FALSE)","v":1.3783145000000001},{"$f":"(H6296*'Farm data entry'!$D$25)","v":0.96482014999999999},{"$f":"kc(C6296,Kc!$E$9:$H$9,Kc!$I$9:$K$9)","v":0},0,{"$f":"K6296*10*'Farm data entry'!$E$22","v":0},{"$f":"(L6296*'Farm data entry'!$D$14)","v":0},0,0,0,997.32284808672489,0,0,0,1902.2780396441019,0,0,0,2902.2780396440999,0]
["2003-04-09",2003,99,{"$f":"VLOOKUP($A6311,Rainfall!$D$3:$Q$10959,Hydrology!$D$1,FALSE)","v":0},{"$f":"MAX((D6311-'Farm data entry'!$D$24)*'Farm data entry'!$D$23,0)*10*'Farm data entry'!$D$10","v":0},{"$f":"AND(C6311>='Farm data entry'!$E$15,Hydrology!C6311<='Farm data entry'!$E$16)","v":true},0,{"$f":"VLOOKUP($A6311,ETo!$A$3:$N$10959,Hydrology!$D$1,FALSE)","v":1.6202456999999999},{"$f":"(H6311*'Farm data entry'!$D$25)","v":1.1341719899999998},{"$f":"kc(C6311,Kc!$E$9:$H$9,Kc!$I$9:$K$9)","v":0.42058823529411771},0.47701939579411762,{"$f":"K6311*10*'Farm data entry'!$E$22","v":9.5403879158823521},{"$f":"(L6311*'Farm data entry'!$D$14)","v":1.4310581873823527},10.971446103264705,10.971446103264705,0,899.81707164070576,0,10.971446103264705,0,1866.6951112848078,0,10.971446103264705,0,2866.695111284806,0]
["2003-04-14",2003,104,{"$f":"VLOOKUP($A6316,Rainfall!$D$3:$Q$10959,Hydrology!$D$1,FALSE)","v":0},{"$f":"MAX((D6316-'Farm data entry'!$D$24)*'Farm data entry'!$D$23,0)*10*'Farm data entry'!$D$10","v":0},{"$f":"AND(C6316>='Farm data entry'!$E$15,Hydrology!C6316<='Farm data entry'!$E$16)","v":true},0,{"$f":"VLOOKUP($A6316,ETo!$A$3:$N$10959,Hydrology!$D$1,FALSE)","v":2.97498},{"$f":"(H6316*'Farm data entry'!$D$25)","v":2.0824859999999998},{"$f":"kc(C6316,Kc!$E$9:$H$9,Kc!$I$9:$K$9)","v":0.43529411764705883},0.9064939058823529,{"$f":"K6316*10*'Farm data entry'!$E$22","v":18.12987811764706},{"$f":"(L6316*'Farm data entry'!$D$14)","v":2.7194817176470587},20.84935983529412,20.84935983529412,0,829.24164648270585,0,20.84935983529412,0,1796.1196861268079,0,20.84935983529412,0,2796.1196861268054,0]
["2003-04-26",2003,116,{"$f":"VLOOKUP($A6328,Rainfall!$D$3:$Q$10959,Hydrology!$D$1,FALSE)","v":9.9999999360000008E-2},{"$f":"MAX((D6328-'Farm data entry'!$D$24)*'Farm data entry'!$D$23,0)*10*'Farm data entry'!$D$10","v":0},{"$f":"AND(C6328>='Farm data entry'!$E$15,Hydrology!C6328<='Farm data entry'!$E$16)","v":true},0,{"$f":"VLOOKUP($A6328,ETo!$A$3:$N$10959,Hydrology!$D$1,FALSE)","v":1.5020614999999999},{"$f":"(H6328*'Farm data entry'!$D$25)","v":1.0514430499999998},{"$f":"kc(C6328,Kc!$E$9:$H$9,Kc!$I$9:$K$9)","v":0.47058823529411764},0.49479672941176461,{"$f":"K6328*10*'Farm data entry'!$E$22","v":9.895934588235292},{"$f":"(L6328*'Farm data entry'!$D$14)","v":1.4843901882352937},11.380324776470585,11.380324776470585,0,677.39650422091165,0,11.380324776470585,0,1644.2745438650136,0,11.380324776470585,0,2644.2745438650118,0]
["2003-04-29",2003,119,{"$f":"VLOOKUP($A6331,Rainfall!$D$3:$Q$10959,Hydrology!$D$1,FALSE)","v":0},{"$f":"MAX((D6331-'Farm data entry'!$D$24)*'Farm data entry'!$D$23,0)*10*'Farm data entry'!$D$10","v":0},{"$f":"AND(C6331>='Farm data entry'!$E$15,Hydrology!C6331<='Farm data entry'!$E$16)","v":true},0,{"$f":"VLOOKUP($A6331,ETo!$A$3:$N$10959,Hydrology!$D$1,FALSE)","v":2.389923},{"$f":"(H6331*'Farm data entry'!$D$25)","v":1.6729460999999999},{"$f":"kc(C6331,Kc!$E$9:$H$9,Kc!$I$9:$K$9)","v":0.47941176470588237},0.80203004205882356,{"$f":"K6331*10*'Farm data entry'!$E$22","v":16.04060084117647},{"$f":"(L6331*'Farm data entry'!$D$14)","v":2.4060901261764704},18.446690967352939,18.446690967352939,0,754.78580637357049,0,18.446690967352939,0,1721.6638460176725,0,18.446690967352939,0,2721.6638460176705,0]
["2003-05-10",2003,130,{"$f":"VLOOKUP($A6342,Rainfall!$D$3:$Q$10959,Hydrology!$D$1,FALSE)","v":0},{"$f":"MAX((D6342-'Farm data entry'!$D$24)*'Farm data entry'!$D$23,0)*10*'Farm data entry'!$D$10","v":0},{"$f":"AND(C6342>='Farm data entry'!$E$15,Hydrology!C6342<='Farm data entry'!$E$16)","v":true},0,{"$f":"VLOOKUP($A6342,ETo!$A$3:$N$10959,Hydrology!$D$1,FALSE)","v":1.9561484},{"$f":"(H6342*'Farm data entry'!$D$25)","v":1.3693038799999999},{"$f":"kc(C6342,Kc!$E$9:$H$9,Kc!$I$9:$K$9)","v":0.5117647058823529},0.70076139741176457,{"$f":"K6342*10*'Farm data entry'!$E$22","v":14.015227948235292},{"$f":"(L6342*'Farm data entry'!$D$14)","v":2.1022841922352939},16.117512140470588,16.117512140470588,0,598.2330538844293,0,16.117512140470588,0,1565.1110935285317,0,16.117512140470588,0,2565.1110935285287,0]
["2003-05-20",2003,140,{"$f":"VLOOKUP($A6352,Rainfall!$D$3:$Q$10959,Hydrology!$D$1,FALSE)","v":0.39999998880000004},{"$f":"MAX((D6352-'Farm data entry'!$D$24)*'Farm data entry'!$D$23,0)*10*'Farm data entry'!$D$10","v":0},{"$f":"AND(C6352>='Farm data entry'!$E$15,Hydrology!C6352<='Farm data entry'!$E$16)","v":true},0,{"$f":"VLOOKUP($A6352,ETo!$A$3:$N$10959,Hydrology!$D$1,FALSE)","v":2.2928516999999999},{"$f":"(H6352*'Farm data entry'!$D$25)","v":1.6049961899999998},{"$f":"kc(C6352,Kc!$E$9:$H$9,Kc!$I$9:$K$9)","v":0.54117647058823537},0.86858617341176469,{"$f":"K6352*10*'Farm data entry'!$E$22","v":17.371723468235295},{"$f":"(L6352*'Farm data entry'!$D$14)","v":2.6057585202352942},19.97748198847059,19.97748198847059,0,672.33540037129399,0,19.97748198847059,0,1639.2134400153964,0,19.97748198847059,0,2639.2134400153936,0]
["2003-05-29",2003,149,{"$f":"VLOOKUP($A6361,Rainfall!$D$3:$Q$10959,Hydrology!$D$1,FALSE)","v":0},{"$f":"MAX((D6361-'Farm data entry'!$D$24)*'Farm data entry'!$D$23,0)*10*'Farm data entry'!$D$10","v":0},{"$f":"AND(C6361>='Farm data entry'!$E$15,Hydrology!C6361<='Farm data entry'!$E$16)","v":true},0,{"$f":"VLOOKUP($A6361,ETo!$A$3:$N$10959,Hydrology!$D$1,FALSE)","v":4.1678205000000004},{"$f":"(H6361*'Farm data entry'!$D$25)","v":2.91747435},{"$f":"kc(C6361,Kc!$E$9:$H$9,Kc!$I$9:$K$9)","v":0.56764705882352939},1.6560957339705882,{"$f":"K6361*10*'Farm data entry'!$E$22","v":33.121914679411766},{"$f":"(L6361*'Farm data entry'!$D$14)","v":4.9682872019117648},38.09020188132353,38.09020188132353,0,554.94713878722337,0,38.09020188132353,0,1521.8251784313259,0,38.09020188132353,0,2521.8251784313238,0]
["2003-06-09",2003,160,{"$f":"VLOOKUP($A6372,Rainfall!$D$3:$Q$10959,Hydrology!$D$1,FALSE)","v":0},{"$f":"MAX((D6372-'Farm data entry'!$D$24)*'Farm data entry'!$D$23,0)*10*'Farm data entry'!$D$10","v":0},{"$f":"AND(C6372>='Farm data entry'!$E$15,Hydrology!C6372<='Farm data entry'!$E$16)","v":true},0,{"$f":"VLOOKUP($A6372,ETo!$A$3:$N$10959,Hydrology!$D$1,FALSE)","v":3.7458827000000001},{"$f":"(H6372*'Farm data entry'!$D$25)","v":2.6221178899999997},{"$f":"kc(C6372,Kc!$E$9:$H$9,Kc!$I$9:$K$9)","v":0.60000000000000009},1.5732707340000001,{"$f":"K6372*10*'Farm data entry'!$E$22","v":31.465414680000002},{"$f":"(L6372*'Farm data entry'!$D$14)","v":4.719812202},36.185226882000002,36.185226882000002,0,583.14327089022913,0,36.185226882000002,0,1550.0213105343319,0,36.185226882000002,0,2550.0213105343305,0]
["2003-06-24",2003,175,{"$f":"VLOOKUP($A6387,Rainfall!$D$3:$Q$10959,Hydrology!$D$1,FALSE)","v":0},{"$f":"MAX((D6387-'Farm data entry'!$D$24)*'Farm data entry'!$D$23,0)*10*'Farm data entry'!$D$10","v":0},{"$f":"AND(C6387>='Farm data entry'!$E$15,Hydrology!C6387<='Farm data entry'!$E$16)","v":true},0,{"$f":"VLOOKUP($A6387,ETo!$A$3:$N$10959,Hydrology!$D$1,FALSE)","v":3.8832200000000001},{"$f":"(H6387*'Farm data entry'!$D$25)","v":2.7182539999999999},{"$f":"kc(C6387,Kc!$E$9:$H$9,Kc!$I$9:$K$9)","v":0.64411764705882346},1.7508753705882352,{"$f":"K6387*10*'Farm data entry'!$E$22","v":35.017507411764704},{"$f":"(L6387*'Farm data entry'!$D$14)","v":5.2526261117647053},40.27013352352941,40.27013352352941,0,152.53865175005268,0,40.27013352352941,0,1119.4166913941554,0,40.27013352352941,0,2119.4166913941544,0]
["2003-07-05",2003,186,{"$f":"VLOOKUP($A6398,Rainfall!$D$3:$Q$10959,Hydrology!$D$1,FALSE)","v":0},{"$f":"MAX((D6398-'Farm data entry'!$D$24)*'Farm data entry'!$D$23,0)*10*'Farm data entry'!$D$10","v":0},{"$f":"AND(C6398>='Farm data entry'!$E$15,Hydrology!C6398<='Farm data entry'!$E$16)","v":true},0,{"$f":"VLOOKUP($A6398,ETo!$A$3:$N$10959,Hydrology!$D$1,FALSE)","v":2.1352825000000002},{"$f":"(H6398*'Farm data entry'!$D$25)","v":1.49469775},{"$f":"kc(C6398,Kc!$E$9:$H$9,Kc!$I$9:$K$9)","v":0.67647058823529416},1.0111190661764706,{"$f":"K6398*10*'Farm data entry'!$E$22","v":20.222381323529412},{"$f":"(L6398*'Farm data entry'!$D$14)","v":3.0333571985294117},23.255738522058824,23.255738522058824,0,207.66791911241148,0,23.255738522058824,0,1174.545958756514,0,23.255738522058824,0,2174.5459587565124,0]
["2003-07-09",2003,190,{"$f":"VLOOKUP($A6402,Rainfall!$D$3:$Q$10959,Hydrology!$D$1,FALSE)","v":0},{"$f":"MAX((D6402-'Farm data entry'!$D$24)*'Farm data entry'!$D$23,0)*10*'Farm data entry'!$D$10","v":0},{"$f":"AND(C6402>='Farm data entry'!$E$15,Hydrology!C6402<='Farm data entry'!$E$16)","v":true},0,{"$f":"VLOOKUP($A6402,ETo!$A$3:$N$10959,Hydrology!$D$1,FALSE)","v":3.8649703999999998},{"$f":"(H6402*'Farm data entry'!$D$25)","v":2.7054792799999996},{"$f":"kc(C6402,Kc!$E$9:$H$9,Kc!$I$9:$K$9)","v":0.68823529411764706},1.8620063279999997,{"$f":"K6402*10*'Farm data entry'!$E$22","v":37.240126559999993},{"$f":"(L6402*'Farm data entry'!$D$14)","v":5.586018983999999},42.826145543999992,42.826145543999992,0,75.194840952940922,0,42.826145543999992,0,1042.0728805970434,0,42.826145543999992,0,2042.0728805970423,0]
["2003-07-24",2003,205,{"$f":"VLOOKUP($A6417,Rainfall!$D$3:$Q$10959,Hydrology!$D$1,FALSE)","v":0.30000000671999999},{"$f":"MAX((D6417-'Farm data entry'!$D$24)*'Farm data entry'!$D$23,0)*10*'Farm data entry'!$D$10","v":0},{"$f":"AND(C6417>='Farm data entry'!$E$15,Hydrology!C6417<='Farm data entry'!$E$16)","v":true},0,{"$f":"VLOOKUP($A6417,ETo!$A$3:$N$10959,Hydrology!$D$1,FALSE)","v":3.0024495},{"$f":"(H6417*'Farm data entry'!$D$25)","v":2.1017146499999999},{"$f":"kc(C6417,Kc!$E$9:$H$9,Kc!$I$9:$K$9)","v":0.73235294117647054},1.5391969054411763,{"$f":"K6417*10*'Farm data entry'!$E$22","v":30.783938108823527},{"$f":"(L6417*'Farm data entry'!$D$14)","v":4.6175907163235292},35.401528825147054,0,0,0,35.401528825147054,35.401528825147054,0,537.65761408837886,0,35.401528825147054,0,1537.6576140883774,0]
["2003-08-02",2003,214,{"$f":"VLOOKUP($A6426,Rainfall!$D$3:$Q$10959,Hydrology!$D$1,FALSE)","v":0},{"$f":"MAX((D6426-'Farm data entry'!$D$24)*'Farm data entry'!$D$23,0)*10*'Farm data entry'!$D$10","v":0},{"$f":"AND(C6426>='Farm data entry'!$E$15,Hydrology!C6426<='Farm data entry'!$E$16)","v":true},0,{"$f":"VLOOKUP($A6426,ETo!$A$3:$N$10959,Hydrology!$D$1,FALSE)","v":3.7986683999999999},{"$f":"(H6426*'Farm data entry'!$D$25)","v":2.6590678799999998},{"$f":"kc(C6426,Kc!$E$9:$H$9,Kc!$I$9:$K$9)","v":0.75882352941176467},2.0177632736470588,{"$f":"K6426*10*'Farm data entry'!$E$22","v":40.355265472941177},{"$f":"(L6426*'Farm data entry'!$D$14)","v":6.0532898209411767},46.408555293882351,46.408555293882351,0,43.563289704811716,0,46.408555293882351,0,581.2209037931907,0,46.408555293882351,0,1581.2209037931891,0]
["2003-08-08",2003,220,{"$f":"VLOOKUP($A6432,Rainfall!$D$3:$Q$10959,Hydrology!$D$1,FALSE)","v":0},{"$f":"MAX((D6432-'Farm data entry'!$D$24)*'Farm data entry'!$D$23,0)*10*'Farm data entry'!$D$10","v":0},{"$f":"AND(C6432>='Farm data entry'!$E$15,Hydrology!C6432<='Farm data entry'!$E$16)","v":true},0,{"$f":"VLOOKUP($A6432,ETo!$A$3:$N$10959,Hydrology!$D$1,FALSE)","v":3.0099396999999999},{"$f":"(H6432*'Farm data entry'!$D$25)","v":2.1069577899999996},{"$f":"kc(C6432,Kc!$E$9:$H$9,Kc!$I$9:$K$9)","v":0.77647058823529413},1.6359907545882351,{"$f":"K6432*10*'Farm data entry'!$E$22","v":32.719815091764701},{"$f":"(L6432*'Farm data entry'!$D$14)","v":4.9079722637647052},37.627787355529406,0,0,0,37.627787355529406,37.627787355529406,0,285.1580737334848,0,37.627787355529406,0,1285.1580737334834,0]
["2003-08-23",2003,235,{"$f":"VLOOKUP($A6447,Rainfall!$D$3:$Q$10959,Hydrology!$D$1,FALSE)","v":0},{"$f":"MAX((D6447-'Farm data entry'!$D$24)*'Farm data entry'!$D$23,0)*10*'Farm data entry'!$D$10","v":0},{"$f":"AND(C6447>='Farm data entry'!$E$15,Hydrology!C6447<='Farm data entry'!$E$16)","v":true},0,{"$f":"VLOOKUP($A6447,ETo!$A$3:$N$10959,Hydrology!$D$1,FALSE)","v":1.98617},{"$f":"(H6447*'Farm data entry'!$D$25)","v":1.3903189999999999},{"$f":"kc(C6447,Kc!$E$9:$H$9,Kc!$I$9:$K$9)","v":0.82058823529411762},1.1408794147058823,{"$f":"K6447*10*'Farm data entry'!$E$22","v":22.817588294117645},{"$f":"(L6447*'Farm data entry'!$D$14)","v":3.4226382441176466},26.240226538235291,0,0,0,26.240226538235291,0,0,0,26.240226538235291,26.240226538235291,0,682.41549503215981,0]
["2003-08-24",2003,236,{"$f":"VLOOKUP($A6448,Rainfall!$D$3:$Q$10959,Hydrology!$D$1,FALSE)","v":0},{"$f":"MAX((D6448-'Farm data entry'!$D$24)*'Farm data entry'!$D$23,0)*10*'Farm data entry'!$D$10","v":0},{"$f":"AND(C6448>='Farm data entry'!$E$15,Hydrology!C6448<='Farm data entry'!$E$16)","v":true},0,{"$f":"VLOOKUP($A6448,ETo!$A$3:$N$10959,Hydrology!$D$1,FALSE)","v":2.5673594},{"$f":"(H6448*'Farm data entry'!$D$25)","v":1.7971515799999997},{"$f":"kc(C6448,Kc!$E$9:$H$9,Kc!$I$9:$K$9)","v":0.82352941176470584},1.4800071835294115,{"$f":"K6448*10*'Farm data entry'!$E$22","v":29.600143670588231},{"$f":"(L6448*'Farm data entry'!$D$14)","v":4.4400215505882343},34.040165221176466,0,0,0,34.040165221176466,0,0,0,34.040165221176466,34.040165221176466,0,648.37532981098332,0]
["2003-09-08",2003,251,{"$f":"VLOOKUP($A6463,Rainfall!$D$3:$Q$10959,Hydrology!$D$1,FALSE)","v":0},{"$f":"MAX((D6463-'Farm data entry'!$D$24)*'Farm data entry'!$D$23,0)*10*'Farm data entry'!$D$10","v":0},{"$f":"AND(C6463>='Farm data entry'!$E$15,Hydrology!C6463<='Farm data entry'!$E$16)","v":true},0,{"$f":"VLOOKUP($A6463,ETo!$A$3:$N$10959,Hydrology!$D$1,FALSE)","v":2.0603769999999999},{"$f":"(H6463*'Farm data entry'!$D$25)","v":1.4422638999999999},{"$f":"kc(C6463,Kc!$E$9:$H$9,Kc!$I$9:$K$9)","v":0.85},1.2259243149999999,{"$f":"K6463*10*'Farm data entry'!$E$22","v":24.518486299999999},{"$f":"(L6463*'Farm data entry'!$D$14)","v":3.6777729449999996},28.196259245,28.196259245,0,27.539585090158802,0,28.196259245,0,27.539585090158802,0,28.196259245,0,591.30370990402469,0]
["2003-09-18",2003,261,{"$f":"VLOOKUP($A6473,Rainfall!$D$3:$Q$10959,Hydrology!$D$1,FALSE)","v":0},{"$f":"MAX((D6473-'Farm data entry'!$D$24)*'Farm data entry'!$D$23,0)*10*'Farm data entry'!$D$10","v":0},{"$f":"AND(C6473>='Farm data entry'!$E$15,Hydrology!C6473<='Farm data entry'!$E$16)","v":true},0,{"$f":"VLOOKUP($A6473,ETo!$A$3:$N$10959,Hydrology!$D$1,FALSE)","v":1.6153531999999999},{"$f":"(H6473*'Farm data entry'!$D$25)","v":1.1307472399999998},{"$f":"kc(C6473,Kc!$E$9:$H$9,Kc!$I$9:$K$9)","v":0.85},0.96113515399999983,{"$f":"K6473*10*'Farm data entry'!$E$22","v":19.222703079999995},{"$f":"(L6473*'Farm data entry'!$D$14)","v":2.8834054619999994},22.106108541999994,0,0,0,22.106108541999994,0,0,0,22.106108541999994,22.106108541999994,0,335.22849139652465,0]
["2003-09-23",2003,266,{"$f":"VLOOKUP($A6478,Rainfall!$D$3:$Q$10959,Hydrology!$D$1,FALSE)","v":0},{"$f":"MAX((D6478-'Farm data entry'!$D$24)*'Farm data entry'!$D$23,0)*10*'Farm data entry'!$D$10","v":0},{"$f":"AND(C6478>='Farm data entry'!$E$15,Hydrology!C6478<='Farm data entry'!$E$16)","v":true},0,{"$f":"VLOOKUP($A6478,ETo!$A$3:$N$10959,Hydrology!$D$1,FALSE)","v":1.7713108},{"$f":"(H6478*'Farm data entry'!$D$25)","v":1.2399175599999999},{"$f":"kc(C6478,Kc!$E$9:$H$9,Kc!$I$9:$K$9)","v":0.85},1.0539299259999999,{"$f":"K6478*10*'Farm data entry'!$E$22","v":21.07859852},{"$f":"(L6478*'Farm data entry'!$D$14)","v":3.1617897779999997},24.240388297999999,24.240388297999999,0,62.268351085000006,0,24.240388297999999,0,62.268351085000006,0,24.240388297999999,0,325.63776142552467,0]
["2003-10-02",2003,275,{"$f":"VLOOKUP($A6487,Rainfall!$D$3:$Q$10959,Hydrology!$D$1,FALSE)","v":1.3999999392},{"$f":"MAX((D6487-'Farm data entry'!$D$24)*'Farm data entry'!$D$23,0)*10*'Farm data entry'!$D$10","v":0},{"$f":"AND(C6487>='Farm data entry'!$E$15,Hydrology!C6487<='Farm data entry'!$E$16)","v":true},0,{"$f":"VLOOKUP($A6487,ETo!$A$3:$N$10959,Hydrology!$D$1,FALSE)","v":0.47570934999999998},{"$f":"(H6487*'Farm data entry'!$D$25)","v":0.33299654499999998},{"$f":"kc(C6487,Kc!$E$9:$H$9,Kc!$I$9:$K$9)","v":0.85},0.28304706324999995,{"$f":"K6487*10*'Farm data entry'!$E$22","v":5.6609412649999991},{"$f":"(L6487*'Farm data entry'!$D$14)","v":0.84914118974999986},6.5100824547499991,6.5100824547499991,0,85.727717074550043,0,6.5100824547499991,0,85.727717074550043,0,6.5100824547499991,0,349.09712741507474,0]
["2003-10-18",2003,291,{"$f":"VLOOKUP($A6503,Rainfall!$D$3:$Q$10959,Hydrology!$D$1,FALSE)","v":0},{"$f":"MAX((D6503-'Farm data entry'!$D$24)*'Farm data entry'!$D$23,0)*10*'Farm data entry'!$D$10","v":0},{"$f":"AND(C6503>='Farm data entry'!$E$15,Hydrology!C6503<='Farm data entry'!$E$16)","v":true},0,{"$f":"VLOOKUP($A6503,ETo!$A$3:$N$10959,Hydrology!$D$1,FALSE)","v":1.0494081},{"$f":"(H6503*'Farm data entry'!$D$25)","v":0.73458566999999997},{"$f":"kc(C6503,Kc!$E$9:$H$9,Kc!$I$9:$K$9)","v":0.35},0.25710498449999997,{"$f":"K6503*10*'Farm data entry'!$E$22","v":5.1420996899999993},{"$f":"(L6503*'Farm data entry'!$D$14)","v":0.7713149534999999},5.9134146434999995,0,0,0,5.9134146434999995,0,0,0,5.9134146434999995,5.9134146434999995,0,214.6161030828747,0]
["2003-10-23",2003,296,{"$f":"VLOOKUP($A6508,Rainfall!$D$3:$Q$10959,Hydrology!$D$1,FALSE)","v":9.9999999360000008E-2},{"$f":"MAX((D6508-'Farm data entry'!$D$24)*'Farm data entry'!$D$23,0)*10*'Farm data entry'!$D$10","v":0},{"$f":"AND(C6508>='Farm data entry'!$E$15,Hydrology!C6508<='Farm data entry'!$E$16)","v":true},0,{"$f":"VLOOKUP($A6508,ETo!$A$3:$N$10959,Hydrology!$D$1,FALSE)","v":1.1978873000000001},{"$f":"(H6508*'Farm data entry'!$D$25)","v":0.83852111000000007},{"$f":"kc(C6508,Kc!$E$9:$H$9,Kc!$I$9:$K$9)","v":0.22500000000000001},0.18866724975000002,{"$f":"K6508*10*'Farm data entry'!$E$22","v":3.7733449950000004},{"$f":"(L6508*'Farm data entry'!$D$14)","v":0.56600174925000002},4.3393467442500002,4.3393467442500002,0,261.98020491099999,0,4.3393467442500002,0,261.98020491099999,0,4.3393467442500002,0,463.34509749862468,0]
["2003-11-04",2003,308,{"$f":"VLOOKUP($A6520,Rainfall!$D$3:$Q$10959,Hydrology!$D$1,FALSE)","v":0.70000001280000002},{"$f":"MAX((D6520-'Farm data entry'!$D$24)*'Farm data entry'!$D$23,0)*10*'Farm data entry'!$D$10","v":0},{"$f":"AND(C6520>='Farm data entry'!$E$15,Hydrology!C6520<='Farm data entry'!$E$16)","v":false},0,{"$f":"VLOOKUP($A6520,ETo!$A$3:$N$10959,Hydrology!$D$1,FALSE)","v":0.14552934000000001},{"$f":"(H6520*'Farm data entry'!$D$25)","v":0.101870538},{"$f":"kc(C6520,Kc!$E$9:$H$9,Kc!$I$9:$K$9)","v":0},0,{"$f":"K6520*10*'Farm data entry'!$E$22","v":0},{"$f":"(L6520*'Farm data entry'!$D$14)","v":0},0,0,0,488.63604001892497,0,0,0,488.63604001892497,0,0,0,690.00093260654955,0]
["2003-11-17",{"$f":"YEAR(A6533)","v":2003},321,{"$f":"VLOOKUP($A6533,Rainfall!$D$3:$Q$10959,Hydrology!$D$1,FALSE)","v":5.1000000191999995},{"$f":"MAX((D6533-'Farm data entry'!$D$24)*'Farm data entry'!$D$23,0)*10*'Farm data entry'!$D$10","v":58.900000364799979},{"$f":"AND(C6533>='Farm data entry'!$E$15,Hydrology!C6533<='Farm data entry'!$E$16)","v":false},0,{"$f":"VLOOKUP($A6533,ETo!$A$3:$N$10959,Hydrology!$D$1,FALSE)","v":0},{"$f":"(H6533*'Farm data entry'!$D$25)","v":0},{"$f":"kc(C6533,Kc!$E$9:$H$9,Kc!$I$9:$K$9)","v":0},0,{"$f":"K6533*10*'Farm data entry'!$E$22","v":0},{"$f":"(L6533*'Farm data entry'!$D$14)","v":0},{"$f":"SUM(L6533:M6533)","v":0},0,0,488.63604001892497,{"$f":"$N6533-O6533","v":0},{"$f":"MIN($N6533,U6532+$G6533)","v":0},{"$f":"MAX(U6532+$G6533-$N6533-T$1,0)","v":0},{"$f":"MIN(U6532-S6533+$G6533,T$1)","v":488.63604001892497},{"$f":"$N6533-S6533","v":0},{"$f":"MIN($N6533,Y6532+$G6533)","v":0},{"$f":"MAX(Y6532+$G6533-$N6533-X$1,0)","v":0},{"$f":"MIN(Y6532-W6533+$G6533,X$1)","v":690.00093260654955},{"$f":"$N6533-W6533","v":0}]
["2003-11-22",2003,326,{"$f":"VLOOKUP($A6538,Rainfall!$D$3:$Q$10959,Hydrology!$D$1,FALSE)","v":27.800000064000002},{"$f":"MAX((D6538-'Farm data entry'!$D$24)*'Farm data entry'!$D$23,0)*10*'Farm data entry'!$D$10","v":490.20000121599998},{"$f":"AND(C6538>='Farm data entry'!$E$15,Hydrology!C6538<='Farm data entry'!$E$16)","v":false},0,{"$f":"VLOOKUP($A6538,ETo!$A$3:$N$10959,Hydrology!$D$1,FALSE)","v":2.8653580000000001E-2},{"$f":"(H6538*'Farm data entry'!$D$25)","v":2.0057505999999999E-2},{"$f":"kc(C6538,Kc!$E$9:$H$9,Kc!$I$9:$K$9)","v":0},0,{"$f":"K6538*10*'Farm data entry'!$E$22","v":0},{"$f":"(L6538*'Farm data entry'!$D$14)","v":0},0,0,0,488.63604001892497,0,0,0,488.63604001892497,0,0,0,690.00093260654955,0]
["2003-12-03",2003,337,{"$f":"VLOOKUP($A6549,Rainfall!$D$3:$Q$10959,Hydrology!$D$1,FALSE)","v":0},{"$f":"MAX((D6549-'Farm data entry'!$D$24)*'Farm data entry'!$D$23,0)*10*'Farm data entry'!$D$10","v":0},{"$f":"AND(C6549>='Farm data entry'!$E$15,Hydrology!C6549<='Farm data entry'!$E$16)","v":false},0,{"$f":"VLOOKUP($A6549,ETo!$A$3:$N$10959,Hydrology!$D$1,FALSE)","v":2.9891672000000001E-2},{"$f":"(H6549*'Farm data entry'!$D$25)","v":2.0924170400000001E-2},{"$f":"kc(C6549,Kc!$E$9:$H$9,Kc!$I$9:$K$9)","v":0},0,{"$f":"K6549*10*'Farm data entry'!$E$22","v":0},{"$f":"(L6549*'Farm data entry'!$D$14)","v":0},0,0,0,488.63604001892497,0,0,0,488.63604001892497,0,0,0,690.00093260654955,0]
["2003-12-15",2003,349,{"$f":"VLOOKUP($A6561,Rainfall!$D$3:$Q$10959,Hydrology!$D$1,FALSE)","v":0},{"$f":"MAX((D6561-'Farm data entry'!$D$24)*'Farm data entry'!$D$23,0)*10*'Farm data entry'!$D$10","v":0},{"$f":"AND(C6561>='Farm data entry'!$E$15,Hydrology!C6561<='Farm data entry'!$E$16)","v":false},0,{"$f":"VLOOKUP($A6561,ETo!$A$3:$N$10959,Hydrology!$D$1,FALSE)","v":0.16832136},{"$f":"(H6561*'Farm data entry'!$D$25)","v":0.117824952},{"$f":"kc(C6561,Kc!$E$9:$H$9,Kc!$I$9:$K$9)","v":0},0,{"$f":"K6561*10*'Farm data entry'!$E$22","v":0},{"$f":"(L6561*'Farm data entry'!$D$14)","v":0},0,0,0,488.63604001892497,0,0,0,488.63604001892497,0,0,0,690.00093260654955,0]
["2003-12-22",2003,356,{"$f":"VLOOKUP($A6568,Rainfall!$D$3:$Q$10959,Hydrology!$D$1,FALSE)","v":1.9999999872000001},{"$f":"MAX((D6568-'Farm data entry'!$D$24)*'Farm data entry'!$D$23,0)*10*'Farm data entry'!$D$10","v":0},{"$f":"AND(C6568>='Farm data entry'!$E$15,Hydrology!C6568<='Farm data entry'!$E$16)","v":false},0,{"$f":"VLOOKUP($A6568,ETo!$A$3:$N$10959,Hydrology!$D$1,FALSE)","v":0.62550205000000003},{"$f":"(H6568*'Farm data entry'!$D$25)","v":0.43785143500000001},{"$f":"kc(C6568,Kc!$E$9:$H$9,Kc!$I$9:$K$9)","v":0},0,{"$f":"K6568*10*'Farm data entry'!$E$22","v":0},{"$f":"(L6568*'Farm data entry'!$D$14)","v":0},0,0,0,488.63604001892497,0,0,0,488.63604001892497,0,0,0,690.00093260654955,0]
["2004-01-02",2004,2,{"$f":"VLOOKUP($A6579,Rainfall!$D$3:$Q$10959,Hydrology!$D$1,FALSE)","v":0},{"$f":"MAX((D6579-'Farm data entry'!$D$24)*'Farm data entry'!$D$23,0)*10*'Farm data entry'!$D$10","v":0},{"$f":"AND(C6579>='Farm data entry'!$E$15,Hydrology!C6579<='Farm data entry'!$E$16)","v":false},0,{"$f":"VLOOKUP($A6579,ETo!$A$3:$N$10959,Hydrology!$D$1,FALSE)","v":0.19413036},{"$f":"(H6579*'Farm data entry'!$D$25)","v":0.13589125199999999},{"$f":"kc(C6579,Kc!$E$9:$H$9,Kc!$I$9:$K$9)","v":0},0,{"$f":"K6579*10*'Farm data entry'!$E$22","v":0},{"$f":"(L6579*'Farm data entry'!$D$14)","v":0},0,0,0,488.63604001892497,0,0,0,488.63604001892497,0,0,0,690.00093260654955,0]
["2004-01-08",2004,8,{"$f":"VLOOKUP($A6585,Rainfall!$D$3:$Q$10959,Hydrology!$D$1,FALSE)","v":6.3999996479999997},{"$f":"MAX((D6585-'Farm data entry'!$D$24)*'Farm data entry'!$D$23,0)*10*'Farm data entry'!$D$10","v":83.599993311999995},{"$f":"AND(C6585>='Farm data entry'!$E$15,Hydrology!C6585<='Farm data entry'!$E$16)","v":false},0,{"$f":"VLOOKUP($A6585,ETo!$A$3:$N$10959,Hydrology!$D$1,FALSE)","v":0.43937369999999998},{"$f":"(H6585*'Farm data entry'!$D$25)","v":0.30756158999999994},{"$f":"kc(C6585,Kc!$E$9:$H$9,Kc!$I$9:$K$9)","v":0},0,{"$f":"K6585*10*'Farm data entry'!$E$22","v":0},{"$f":"(L6585*'Farm data entry'!$D$14)","v":0},0,0,0,488.63604001892497,0,0,0,488.63604001892497,0,0,0,690.00093260654955,0]
["2004-01-17",2004,17,{"$f":"VLOOKUP($A6594,Rainfall!$D$3:$Q$10959,Hydrology!$D$1,FALSE)","v":0},{"$f":"MAX((D6594-'Farm data entry'!$D$24)*'Farm data entry'!$D$23,0)*10*'Farm data entry'!$D$10","v":0},{"$f":"AND(C6594>='Farm data entry'!$E$15,Hydrology!C6594<='Farm data entry'!$E$16)","v":false},0,{"$f":"VLOOKUP($A6594,ETo!$A$3:$N$10959,Hydrology!$D$1,FALSE)","v":0.1231579},{"$f":"(H6594*'Farm data entry'!$D$25)","v":8.6210529999999994E-2},{"$f":"kc(C6594,Kc!$E$9:$H$9,Kc!$I$9:$K$9)","v":0},0,{"$f":"K6594*10*'Farm data entry'!$E$22","v":0},{"$f":"(L6594*'Farm data entry'!$D$14)","v":0},0,0,0,488.63604001892497,0,0,0,488.63604001892497,0,0,0,690.00093260654955,0]
["2004-02-01",2004,32,{"$f":"VLOOKUP($A6609,Rainfall!$D$3:$Q$10959,Hydrology!$D$1,FALSE)","v":13.40000064},{"$f":"MAX((D6609-'Farm data entry'!$D$24)*'Farm data entry'!$D$23,0)*10*'Farm data entry'!$D$10","v":216.60001215999998},{"$f":"AND(C6609>='Farm data entry'!$E$15,Hydrology!C6609<='Farm data entry'!$E$16)","v":false},0,{"$f":"VLOOKUP($A6609,ETo!$A$3:$N$10959,Hydrology!$D$1,FALSE)","v":0.6783439},{"$f":"(H6609*'Farm data entry'!$D$25)","v":0.47484072999999999},{"$f":"kc(C6609,Kc!$E$9:$H$9,Kc!$I$9:$K$9)","v":0},0,{"$f":"K6609*10*'Farm data entry'!$E$22","v":0},{"$f":"(L6609*'Farm data entry'!$D$14)","v":0},0,0,0,488.63604001892497,0,0,0,488.63604001892497,0,0,0,690.00093260654955,0]
["2004-02-06",2004,37,{"$f":"VLOOKUP($A6614,Rainfall!$D$3:$Q$10959,Hydrology!$D$1,FALSE)","v":2.7999998784},{"$f":"MAX((D6614-'Farm data entry'!$D$24)*'Farm data entry'!$D$23,0)*10*'Farm data entry'!$D$10","v":15.199997689599998},{"$f":"AND(C6614>='Farm data entry'!$E$15,Hydrology!C6614<='Farm data entry'!$E$16)","v":false},0,{"$f":"VLOOKUP($A6614,ETo!$A$3:$N$10959,Hydrology!$D$1,FALSE)","v":0.25965310000000003},{"$f":"(H6614*'Farm data entry'!$D$25)","v":0.18175717},{"$f":"kc(C6614,Kc!$E$9:$H$9,Kc!$I$9:$K$9)","v":0},0,{"$f":"K6614*10*'Farm data entry'!$E$22","v":0},{"$f":"(L6614*'Farm data entry'!$D$14)","v":0},0,0,0,488.63604001892497,0,0,0,488.63604001892497,0,0,0,690.00093260654955,0]
["2004-02-18",2004,49,{"$f":"VLOOKUP($A6626,Rainfall!$D$3:$Q$10959,Hydrology!$D$1,FALSE)","v":1.2000000096000001},{"$f":"MAX((D6626-'Farm data entry'!$D$24)*'Farm data entry'!$D$23,0)*10*'Farm data entry'!$D$10","v":0},{"$f":"AND(C6626>='Farm data entry'!$E$15,Hydrology!C6626<='Farm data entry'!$E$16)","v":false},0,{"$f":"VLOOKUP($A6626,ETo!$A$3:$N$10959,Hydrology!$D$1,FALSE)","v":0.49748914999999999},{"$f":"(H6626*'Farm data entry'!$D$25)","v":0.34824240499999998},{"$f":"kc(C6626,Kc!$E$9:$H$9,Kc!$I$9:$K$9)","v":0},0,{"$f":"K6626*10*'Farm data entry'!$E$22","v":0},{"$f":"(L6626*'Farm data entry'!$D$14)","v":0},0,0,0,488.63604001892497,0,0,0,488.63604001892497,0,0,0,690.00093260654955,0]
["2004-03-02",2004,62,{"$f":"VLOOKUP($A6639,Rainfall!$D$3:$Q$10959,Hydrology!$D$1,FALSE)","v":0},{"$f":"MAX((D6639-'Farm data entry'!$D$24)*'Farm data entry'!$D$23,0)*10*'Farm data entry'!$D$10","v":0},{"$f":"AND(C6639>='Farm data entry'!$E$15,Hydrology!C6639<='Farm data entry'!$E$16)","v":true},0,{"$f":"VLOOKUP($A6639,ETo!$A$3:$N$10959,Hydrology!$D$1,FALSE)","v":0.81670535},{"$f":"(H6639*'Farm data entry'!$D$25)","v":0.57169374499999992},{"$f":"kc(C6639,Kc!$E$9:$H$9,Kc!$I$9:$K$9)","v":0},0,{"$f":"K6639*10*'Farm data entry'!$E$22","v":0},{"$f":"(L6639*'Farm data entry'!$D$14)","v":0},0,0,0,488.63604001892497,0,0,0,488.63604001892497,0,0,0,690.00093260654955,0]
["2004-03-07",2004,67,{"$f":"VLOOKUP($A6644,Rainfall!$D$3:$Q$10959,Hydrology!$D$1,FALSE)","v":0.90000002879999996},{"$f":"MAX((D6644-'Farm data entry'!$D$24)*'Farm data entry'!$D$23,0)*10*'Farm data entry'!$D$10","v":0},{"$f":"AND(C6644>='Farm data entry'!$E$15,Hydrology!C6644<='Farm data entry'!$E$16)","v":true},0,{"$f":"VLOOKUP($A6644,ETo!$A$3:$N$10959,Hydrology!$D$1,FALSE)","v":0.57970529999999998},{"$f":"(H6644*'Farm data entry'!$D$25)","v":0.40579370999999997},{"$f":"kc(C6644,Kc!$E$9:$H$9,Kc!$I$9:$K$9)","v":0},0,{"$f":"K6644*10*'Farm data entry'!$E$22","v":0},{"$f":"(L6644*'Farm data entry'!$D$14)","v":0},0,0,0,488.63604001892497,0,0,0,488.63604001892497,0,0,0,690.00093260654955,0]
["2004-03-22",2004,82,{"$f":"VLOOKUP($A6659,Rainfall!$D$3:$Q$10959,Hydrology!$D$1,FALSE)","v":0.99999999360000003},{"$f":"MAX((D6659-'Farm data entry'!$D$24)*'Farm data entry'!$D$23,0)*10*'Farm data entry'!$D$10","v":0},{"$f":"AND(C6659>='Farm data entry'!$E$15,Hydrology!C6659<='Farm data entry'!$E$16)","v":true},0,{"$f":"VLOOKUP($A6659,ETo!$A$3:$N$10959,Hydrology!$D$1,FALSE)","v":1.4128875000000001},{"$f":"(H6659*'Farm data entry'!$D$25)","v":0.98902124999999996},{"$f":"kc(C6659,Kc!$E$9:$H$9,Kc!$I$9:$K$9)","v":0},0,{"$f":"K6659*10*'Farm data entry'!$E$22","v":0},{"$f":"(L6659*'Farm data entry'!$D$14)","v":0},0,0,0,745.13603880292499,0,0,0,745.13603880292499,0,0,0,946.50093139054957,0]
["2004-04-01",2004,92,{"$f":"VLOOKUP($A6669,Rainfall!$D$3:$Q$10959,Hydrology!$D$1,FALSE)","v":3.4000000992000001},{"$f":"MAX((D6669-'Farm data entry'!$D$24)*'Farm data entry'!$D$23,0)*10*'Farm data entry'!$D$10","v":26.600001884800001},{"$f":"AND(C6669>='Farm data entry'!$E$15,Hydrology!C6669<='Farm data entry'!$E$16)","v":true},26.600001884800001,{"$f":"VLOOKUP($A6669,ETo!$A$3:$N$10959,Hydrology!$D$1,FALSE)","v":1.3510987000000001},{"$f":"(H6669*'Farm data entry'!$D$25)","v":0.94576908999999998},{"$f":"kc(C6669,Kc!$E$9:$H$9,Kc!$I$9:$K$9)","v":0.4},0.378307636,{"$f":"K6669*10*'Farm data entry'!$E$22","v":7.5661527199999998},{"$f":"(L6669*'Farm data entry'!$D$14)","v":1.1349229079999998},8.7010756279999999,8.7010756279999999,0,799.134963600525,0,8.7010756279999999,0,799.134963600525,0,8.7010756279999999,0,1000.4998561881496,0]
["2004-04-12",2004,103,{"$f":"VLOOKUP($A6680,Rainfall!$D$3:$Q$10959,Hydrology!$D$1,FALSE)","v":9.9999999360000008E-2},{"$f":"MAX((D6680-'Farm data entry'!$D$24)*'Farm data entry'!$D$23,0)*10*'Farm data entry'!$D$10","v":0},{"$f":"AND(C6680>='Farm data entry'!$E$15,Hydrology!C6680<='Farm data entry'!$E$16)","v":true},0,{"$f":"VLOOKUP($A6680,ETo!$A$3:$N$10959,Hydrology!$D$1,FALSE)","v":1.5265291999999999},{"$f":"(H6680*'Farm data entry'!$D$25)","v":1.0685704399999998},{"$f":"kc(C6680,Kc!$E$9:$H$9,Kc!$I$9:$K$9)","v":0.43235294117647061},0.46199957258823521,{"$f":"K6680*10*'Farm data entry'!$E$22","v":9.2399914517647037},{"$f":"(L6680*'Farm data entry'!$D$14)","v":1.3859987177647055},10.625990169529409,10.625990169529409,0,885.72070966017782,0,10.625990169529409,0,885.72070966017782,0,10.625990169529409,0,1087.0856022478029,0]
["2004-04-17",2004,108,{"$f":"VLOOKUP($A6685,Rainfall!$D$3:$Q$10959,Hydrology!$D$1,FALSE)","v":6.70000032},{"$f":"MAX((D6685-'Farm data entry'!$D$24)*'Farm data entry'!$D$23,0)*10*'Farm data entry'!$D$10","v":89.300006080000003},{"$f":"AND(C6685>='Farm data entry'!$E$15,Hydrology!C6685<='Farm data entry'!$E$16)","v":true},89.300006080000003,{"$f":"VLOOKUP($A6685,ETo!$A$3:$N$10959,Hydrology!$D$1,FALSE)","v":2.1143331999999999},{"$f":"(H6685*'Farm data entry'!$D$25)","v":1.4800332399999998},{"$f":"kc(C6685,Kc!$E$9:$H$9,Kc!$I$9:$K$9)","v":0.44705882352941179},0.66166191905882343,{"$f":"K6685*10*'Farm data entry'!$E$22","v":13.233238381176468},{"$f":"(L6685*'Farm data entry'!$D$14)","v":1.9849857571764702},15.218224138352939,15.218224138352939,0,899.95940786720712,0,15.218224138352939,0,899.95940786720712,0,15.218224138352939,0,1101.3243004548324,0]
["2004-04-28",2004,119,{"$f":"VLOOKUP($A6696,Rainfall!$D$3:$Q$10959,Hydrology!$D$1,FALSE)","v":1.1000000448},{"$f":"MAX((D6696-'Farm data entry'!$D$24)*'Farm data entry'!$D$23,0)*10*'Farm data entry'!$D$10","v":0},{"$f":"AND(C6696>='Farm data entry'!$E$15,Hydrology!C6696<='Farm data entry'!$E$16)","v":true},0,{"$f":"VLOOKUP($A6696,ETo!$A$3:$N$10959,Hydrology!$D$1,FALSE)","v":1.4301611000000001},{"$f":"(H6696*'Farm data entry'!$D$25)","v":1.00111277},{"$f":"kc(C6696,Kc!$E$9:$H$9,Kc!$I$9:$K$9)","v":0.47941176470588237},0.47994523973529413,{"$f":"K6696*10*'Farm data entry'!$E$22","v":9.5989047947058825},{"$f":"(L6696*'Farm data entry'!$D$14)","v":1.4398357192058824},11.038740513911765,11.038740513911765,0,846.80270912344838,0,11.038740513911765,0,846.80270912344838,0,11.038740513911765,0,1048.1676017110738,0]
["2004-05-02",2004,123,{"$f":"VLOOKUP($A6700,Rainfall!$D$3:$Q$10959,Hydrology!$D$1,FALSE)","v":0},{"$f":"MAX((D6700-'Farm data entry'!$D$24)*'Farm data entry'!$D$23,0)*10*'Farm data entry'!$D$10","v":0},{"$f":"AND(C6700>='Farm data entry'!$E$15,Hydrology!C6700<='Farm data entry'!$E$16)","v":true},0,{"$f":"VLOOKUP($A6700,ETo!$A$3:$N$10959,Hydrology!$D$1,FALSE)","v":2.6040207999999998},{"$f":"(H6700*'Farm data entry'!$D$25)","v":1.8228145599999996},{"$f":"kc(C6700,Kc!$E$9:$H$9,Kc!$I$9:$K$9)","v":0.49117647058823533},0.89532362211764693,{"$f":"K6700*10*'Farm data entry'!$E$22","v":17.906472442352939},{"$f":"(L6700*'Farm data entry'!$D$14)","v":2.6859708663529407},20.592443308705882,20.592443308705882,0,887.74055963176602,0,20.592443308705882,0,887.74055963176602,0,20.592443308705882,0,1089.1054522193915,0]
["2004-05-17",2004,138,{"$f":"VLOOKUP($A6715,Rainfall!$D$3:$Q$10959,Hydrology!$D$1,FALSE)","v":0},{"$f":"MAX((D6715-'Farm data entry'!$D$24)*'Farm data entry'!$D$23,0)*10*'Farm data entry'!$D$10","v":0},{"$f":"AND(C6715>='Farm data entry'!$E$15,Hydrology!C6715<='Farm data entry'!$E$16)","v":true},0,{"$f":"VLOOKUP($A6715,ETo!$A$3:$N$10959,Hydrology!$D$1,FALSE)","v":3.5423974999999999},{"$f":"(H6715*'Farm data entry'!$D$25)","v":2.4796782499999996},{"$f":"kc(C6715,Kc!$E$9:$H$9,Kc!$I$9:$K$9)","v":0.53529411764705881},1.3273571808823528,{"$f":"K6715*10*'Farm data entry'!$E$22","v":26.547143617647055},{"$f":"(L6715*'Farm data entry'!$D$14)","v":3.9820715426470583},30.529215160294115,30.529215160294115,0,838.6831895082646,0,30.529215160294115,0,1105.3787645195484,0,30.529215160294115,0,1306.7436571071737,0]
["2004-05-22",2004,143,{"$f":"VLOOKUP($A6720,Rainfall!$D$3:$Q$10959,Hydrology!$D$1,FALSE)","v":0},{"$f":"MAX((D6720-'Farm data entry'!$D$24)*'Farm data entry'!$D$23,0)*10*'Farm data entry'!$D$10","v":0},{"$f":"AND(C6720>='Farm data entry'!$E$15,Hydrology!C6720<='Farm data entry'!$E$16)","v":true},0,{"$f":"VLOOKUP($A6720,ETo!$A$3:$N$10959,Hydrology!$D$1,FALSE)","v":3.2109907},{"$f":"(H6720*'Farm data entry'!$D$25)","v":2.2476934899999996},{"$f":"kc(C6720,Kc!$E$9:$H$9,Kc!$I$9:$K$9)","v":0.55000000000000004},1.2362314194999999,{"$f":"K6720*10*'Farm data entry'!$E$22","v":24.724628389999999},{"$f":"(L6720*'Farm data entry'!$D$14)","v":3.7086942584999996},28.433322648499999,28.433322648499999,0,951.45519476944116,0,28.433322648499999,0,1281.8435655547248,0,28.433322648499999,0,1483.2084581423501,0]
["2004-06-01",2004,153,{"$f":"VLOOKUP($A6730,Rainfall!$D$3:$Q$10959,Hydrology!$D$1,FALSE)","v":1.9000001088},{"$f":"MAX((D6730-'Farm data entry'!$D$24)*'Farm data entry'!$D$23,0)*10*'Farm data entry'!$D$10","v":0},{"$f":"AND(C6730>='Farm data entry'!$E$15,Hydrology!C6730<='Farm data entry'!$E$16)","v":true},0,{"$f":"VLOOKUP($A6730,ETo!$A$3:$N$10959,Hydrology!$D$1,FALSE)","v":0.59839779999999998},{"$f":"(H6730*'Farm data entry'!$D$25)","v":0.41887845999999995},{"$f":"kc(C6730,Kc!$E$9:$H$9,Kc!$I$9:$K$9)","v":0.57941176470588229},0.2427031077058823,{"$f":"K6730*10*'Farm data entry'!$E$22","v":4.8540621541176456},{"$f":"(L6730*'Farm data entry'!$D$14)","v":0.72810932311764687},5.5821714772352928,5.5821714772352928,0,944.02421045658809,0,5.5821714772352928,0,1274.4125812418717,0,5.5821714772352928,0,1475.7774738294972,0]
["2004-06-16",2004,168,{"$f":"VLOOKUP($A6745,Rainfall!$D$3:$Q$10959,Hydrology!$D$1,FALSE)","v":0},{"$f":"MAX((D6745-'Farm data entry'!$D$24)*'Farm data entry'!$D$23,0)*10*'Farm data entry'!$D$10","v":0},{"$f":"AND(C6745>='Farm data entry'!$E$15,Hydrology!C6745<='Farm data entry'!$E$16)","v":true},0,{"$f":"VLOOKUP($A6745,ETo!$A$3:$N$10959,Hydrology!$D$1,FALSE)","v":3.8197671999999998},{"$f":"(H6745*'Farm data entry'!$D$25)","v":2.6738370399999996},{"$f":"kc(C6745,Kc!$E$9:$H$9,Kc!$I$9:$K$9)","v":0.62352941176470589},1.6672160367058821,{"$f":"K6745*10*'Farm data entry'!$E$22","v":33.344320734117645},{"$f":"(L6745*'Farm data entry'!$D$14)","v":5.0016481101176469},38.345968844235294,38.345968844235294,0,454.40020769523522,0,38.345968844235294,0,784.78857848051905,0,38.345968844235294,0,986.15347106814454,0]
["2004-06-27",2004,179,{"$f":"VLOOKUP($A6756,Rainfall!$D$3:$Q$10959,Hydrology!$D$1,FALSE)","v":0.49999999680000001},{"$f":"MAX((D6756-'Farm data entry'!$D$24)*'Farm data entry'!$D$23,0)*10*'Farm data entry'!$D$10","v":0},{"$f":"AND(C6756>='Farm data entry'!$E$15,Hydrology!C6756<='Farm data entry'!$E$16)","v":true},0,{"$f":"VLOOKUP($A6756,ETo!$A$3:$N$10959,Hydrology!$D$1,FALSE)","v":3.3046541},{"$f":"(H6756*'Farm data entry'!$D$25)","v":2.3132578699999997},{"$f":"kc(C6756,Kc!$E$9:$H$9,Kc!$I$9:$K$9)","v":0.65588235294117647},1.5172250147352939,{"$f":"K6756*10*'Farm data entry'!$E$22","v":30.344500294705878},{"$f":"(L6756*'Farm data entry'!$D$14)","v":4.5516750442058811},34.89617533891176,34.89617533891176,0,624.34553601382345,0,34.89617533891176,0,954.7339067991071,0,34.89617533891176,0,1156.0987993867325,0]
["2004-07-02",2004,184,{"$f":"VLOOKUP($A6761,Rainfall!$D$3:$Q$10959,Hydrology!$D$1,FALSE)","v":1.7000000927999999},{"$f":"MAX((D6761-'Farm data entry'!$D$24)*'Farm data entry'!$D$23,0)*10*'Farm data entry'!$D$10","v":0},{"$f":"AND(C6761>='Farm data entry'!$E$15,Hydrology!C6761<='Farm data entry'!$E$16)","v":true},0,{"$f":"VLOOKUP($A6761,ETo!$A$3:$N$10959,Hydrology!$D$1,FALSE)","v":2.5660303},{"$f":"(H6761*'Farm data entry'!$D$25)","v":1.7962212099999999},{"$f":"kc(C6761,Kc!$E$9:$H$9,Kc!$I$9:$K$9)","v":0.67058823529411771},1.2045248114117648,{"$f":"K6761*10*'Farm data entry'!$E$22","v":24.090496228235295},{"$f":"(L6761*'Farm data entry'!$D$14)","v":3.6135744342352942},27.704070662470588,27.704070662470588,0,588.28527278747049,0,27.704070662470588,0,918.67364357275414,0,27.704070662470588,0,1120.0385361603794,0]
["2004-07-16",2004,198,{"$f":"VLOOKUP($A6775,Rainfall!$D$3:$Q$10959,Hydrology!$D$1,FALSE)","v":0},{"$f":"MAX((D6775-'Farm data entry'!$D$24)*'Farm data entry'!$D$23,0)*10*'Farm data entry'!$D$10","v":0},{"$f":"AND(C6775>='Farm data entry'!$E$15,Hydrology!C6775<='Farm data entry'!$E$16)","v":true},0,{"$f":"VLOOKUP($A6775,ETo!$A$3:$N$10959,Hydrology!$D$1,FALSE)","v":1.6837222999999999},{"$f":"(H6775*'Farm data entry'!$D$25)","v":1.1786056099999997},{"$f":"kc(C6775,Kc!$E$9:$H$9,Kc!$I$9:$K$9)","v":0.71176470588235297},0.83888987535294102,{"$f":"K6775*10*'Farm data entry'!$E$22","v":16.777797507058821},{"$f":"(L6775*'Farm data entry'!$D$14)","v":2.5166696260588233},19.294467133117646,19.294467133117646,0,649.66179751853531,0,19.294467133117646,0,980.05016830381896,0,19.294467133117646,0,1181.4150608914445,0]
["2004-07-27",2004,209,{"$f":"VLOOKUP($A6786,Rainfall!$D$3:$Q$10959,Hydrology!$D$1,FALSE)","v":0},{"$f":"MAX((D6786-'Farm data entry'!$D$24)*'Farm data entry'!$D$23,0)*10*'Farm data entry'!$D$10","v":0},{"$f":"AND(C6786>='Farm data entry'!$E$15,Hydrology!C6786<='Farm data entry'!$E$16)","v":true},0,{"$f":"VLOOKUP($A6786,ETo!$A$3:$N$10959,Hydrology!$D$1,FALSE)","v":2.6346919999999998},{"$f":"(H6786*'Farm data entry'!$D$25)","v":1.8442843999999998},{"$f":"kc(C6786,Kc!$E$9:$H$9,Kc!$I$9:$K$9)","v":0.74411764705882355},1.3723645682352941,{"$f":"K6786*10*'Farm data entry'!$E$22","v":27.447291364705883},{"$f":"(L6786*'Farm data entry'!$D$14)","v":4.1170937047058827},31.564385069411767,31.564385069411767,0,301.81848780335883,0,31.564385069411767,0,632.2068585886426,0,31.564385069411767,0,833.57175117626809,0]
["2004-08-04",2004,217,{"$f":"VLOOKUP($A6794,Rainfall!$D$3:$Q$10959,Hydrology!$D$1,FALSE)","v":0},{"$f":"MAX((D6794-'Farm data entry'!$D$24)*'Farm data entry'!$D$23,0)*10*'Farm data entry'!$D$10","v":0},{"$f":"AND(C6794>='Farm data entry'!$E$15,Hydrology!C6794<='Farm data entry'!$E$16)","v":true},0,{"$f":"VLOOKUP($A6794,ETo!$A$3:$N$10959,Hydrology!$D$1,FALSE)","v":3.2553070000000002},{"$f":"(H6794*'Farm data entry'!$D$25)","v":2.2787148999999998},{"$f":"kc(C6794,Kc!$E$9:$H$9,Kc!$I$9:$K$9)","v":0.76764705882352935},1.7492487908823526,{"$f":"K6794*10*'Farm data entry'!$E$22","v":34.984975817647054},{"$f":"(L6794*'Farm data entry'!$D$14)","v":5.2477463726470583},40.232722190294112,27.332823936505861,0,0,12.899898253788251,40.232722190294112,0,317.48847253149569,0,40.232722190294112,0,518.85336511912124,0]
["2004-08-11",2004,224,{"$f":"VLOOKUP($A6801,Rainfall!$D$3:$Q$10959,Hydrology!$D$1,FALSE)","v":1.2000000096000001},{"$f":"MAX((D6801-'Farm data entry'!$D$24)*'Farm data entry'!$D$23,0)*10*'Farm data entry'!$D$10","v":0},{"$f":"AND(C6801>='Farm data entry'!$E$15,Hydrology!C6801<='Farm data entry'!$E$16)","v":true},0,{"$f":"VLOOKUP($A6801,ETo!$A$3:$N$10959,Hydrology!$D$1,FALSE)","v":2.7289037999999999},{"$f":"(H6801*'Farm data entry'!$D$25)","v":1.9102326599999997},{"$f":"kc(C6801,Kc!$E$9:$H$9,Kc!$I$9:$K$9)","v":0.78823529411764703},1.5057128025882349,{"$f":"K6801*10*'Farm data entry'!$E$22","v":30.114256051764698},{"$f":"(L6801*'Farm data entry'!$D$14)","v":4.5171384077647048},34.631394459529403,34.631394459529403,0,207.97181767912349,0,34.631394459529403,0,525.46029021061918,0,34.631394459529403,0,726.8251827982449,0]
["2004-08-26",2004,239,{"$f":"VLOOKUP($A6816,Rainfall!$D$3:$Q$10959,Hydrology!$D$1,FALSE)","v":3.4000000992000001},{"$f":"MAX((D6816-'Farm data entry'!$D$24)*'Farm data entry'!$D$23,0)*10*'Farm data entry'!$D$10","v":26.600001884800001},{"$f":"AND(C6816>='Farm data entry'!$E$15,Hydrology!C6816<='Farm data entry'!$E$16)","v":true},26.600001884800001,{"$f":"VLOOKUP($A6816,ETo!$A$3:$N$10959,Hydrology!$D$1,FALSE)","v":2.4015281000000002},{"$f":"(H6816*'Farm data entry'!$D$25)","v":1.6810696700000001},{"$f":"kc(C6816,Kc!$E$9:$H$9,Kc!$I$9:$K$9)","v":0.83235294117647052},1.3992432841470588,{"$f":"K6816*10*'Farm data entry'!$E$22","v":27.984865682941177},{"$f":"(L6816*'Farm data entry'!$D$14)","v":4.1977298524411761},32.182595535382355,32.182595535382355,0,443.55613484410594,0,32.182595535382355,0,761.04460737560169,0,32.182595535382355,0,962.4094999632274,0]
["2004-08-31",2004,244,{"$f":"VLOOKUP($A6821,Rainfall!$D$3:$Q$10959,Hydrology!$D$1,FALSE)","v":0},{"$f":"MAX((D6821-'Farm data entry'!$D$24)*'Farm data entry'!$D$23,0)*10*'Farm data entry'!$D$10","v":0},{"$f":"AND(C6821>='Farm data entry'!$E$15,Hydrology!C6821<='Farm data entry'!$E$16)","v":true},0,{"$f":"VLOOKUP($A6821,ETo!$A$3:$N$10959,Hydrology!$D$1,FALSE)","v":2.0100001999999999},{"$f":"(H6821*'Farm data entry'!$D$25)","v":1.4070001399999998},{"$f":"kc(C6821,Kc!$E$9:$H$9,Kc!$I$9:$K$9)","v":0.84705882352941175},1.1918118832941176,{"$f":"K6821*10*'Farm data entry'!$E$22","v":23.836237665882351},{"$f":"(L6821*'Farm data entry'!$D$14)","v":3.5754356498823525},27.411673315764702,27.411673315764702,0,334.55217133549422,0,27.411673315764702,0,652.04064386698997,0,27.411673315764702,0,853.40553645461569,0]
["2004-09-14",2004,258,{"$f":"VLOOKUP($A6835,Rainfall!$D$3:$Q$10959,Hydrology!$D$1,FALSE)","v":1.3999999392},{"$f":"MAX((D6835-'Farm data entry'!$D$24)*'Farm data entry'!$D$23,0)*10*'Farm data entry'!$D$10","v":0},{"$f":"AND(C6835>='Farm data entry'!$E$15,Hydrology!C6835<='Farm data entry'!$E$16)","v":true},0,{"$f":"VLOOKUP($A6835,ETo!$A$3:$N$10959,Hydrology!$D$1,FALSE)","v":2.5216799999999999},{"$f":"(H6835*'Farm data entry'!$D$25)","v":1.7651759999999999},{"$f":"kc(C6835,Kc!$E$9:$H$9,Kc!$I$9:$K$9)","v":0.85},1.5003995999999999,{"$f":"K6835*10*'Farm data entry'!$E$22","v":30.007991999999998},{"$f":"(L6835*'Farm data entry'!$D$14)","v":4.5011987999999992},34.509190799999999,34.509190799999999,0,10.20493033679999,0,34.509190799999999,0,307.96601017728995,0,34.509190799999999,0,509.33090276491583,0]
["2004-09-15",2004,259,{"$f":"VLOOKUP($A6836,Rainfall!$D$3:$Q$10959,Hydrology!$D$1,FALSE)","v":0},{"$f":"MAX((D6836-'Farm data entry'!$D$24)*'Farm data entry'!$D$23,0)*10*'Farm data entry'!$D$10","v":0},{"$f":"AND(C6836>='Farm data entry'!$E$15,Hydrology!C6836<='Farm data entry'!$E$16)","v":true},0,{"$f":"VLOOKUP($A6836,ETo!$A$3:$N$10959,Hydrology!$D$1,FALSE)","v":1.9723465},{"$f":"(H6836*'Farm data entry'!$D$25)","v":1.3806425499999999},{"$f":"kc(C6836,Kc!$E$9:$H$9,Kc!$I$9:$K$9)","v":0.85},1.1735461674999998,{"$f":"K6836*10*'Farm data entry'!$E$22","v":23.470923349999996},{"$f":"(L6836*'Farm data entry'!$D$14)","v":3.5206385024999993},26.991561852499995,10.20493033679999,0,0,16.786631515700005,26.991561852499995,0,280.97444832478993,0,26.991561852499995,0,482.33934091241582,0]
["2004-09-30",2004,274,{"$f":"VLOOKUP($A6851,Rainfall!$D$3:$Q$10959,Hydrology!$D$1,FALSE)","v":0.79999997760000008},{"$f":"MAX((D6851-'Farm data entry'!$D$24)*'Farm data entry'!$D$23,0)*10*'Farm data entry'!$D$10","v":0},{"$f":"AND(C6851>='Farm data entry'!$E$15,Hydrology!C6851<='Farm data entry'!$E$16)","v":true},0,{"$f":"VLOOKUP($A6851,ETo!$A$3:$N$10959,Hydrology!$D$1,FALSE)","v":0.66571175999999999},{"$f":"(H6851*'Farm data entry'!$D$25)","v":0.46599823199999996},{"$f":"kc(C6851,Kc!$E$9:$H$9,Kc!$I$9:$K$9)","v":0.85},0.39609849719999995,{"$f":"K6851*10*'Farm data entry'!$E$22","v":7.9219699439999989},{"$f":"(L6851*'Farm data entry'!$D$14)","v":1.1882954915999997},9.1102654355999988,0,0,0,9.1102654355999988,9.1102654355999988,0,23.683521744489937,0,9.1102654355999988,0,225.04841433211578,0]
["2004-10-08",2004,282,{"$f":"VLOOKUP($A6859,Rainfall!$D$3:$Q$10959,Hydrology!$D$1,FALSE)","v":9.9999999360000008E-2},{"$f":"MAX((D6859-'Farm data entry'!$D$24)*'Farm data entry'!$D$23,0)*10*'Farm data entry'!$D$10","v":0},{"$f":"AND(C6859>='Farm data entry'!$E$15,Hydrology!C6859<='Farm data entry'!$E$16)","v":true},0,{"$f":"VLOOKUP($A6859,ETo!$A$3:$N$10959,Hydrology!$D$1,FALSE)","v":0.88379289999999999},{"$f":"(H6859*'Farm data entry'!$D$25)","v":0.61865502999999999},{"$f":"kc(C6859,Kc!$E$9:$H$9,Kc!$I$9:$K$9)","v":0.57499999999999996},0.35572664224999995,{"$f":"K6859*10*'Farm data entry'!$E$22","v":7.1145328449999994},{"$f":"(L6859*'Farm data entry'!$D$14)","v":1.06717992675},8.18171277175,8.18171277175,0,116.22463417150004,0,8.18171277175,0,116.87393920698997,0,8.18171277175,0,318.23883179461586,0]
["2004-10-15",2004,289,{"$f":"VLOOKUP($A6866,Rainfall!$D$3:$Q$10959,Hydrology!$D$1,FALSE)","v":1.7999999711999999},{"$f":"MAX((D6866-'Farm data entry'!$D$24)*'Farm data entry'!$D$23,0)*10*'Farm data entry'!$D$10","v":0},{"$f":"AND(C6866>='Farm data entry'!$E$15,Hydrology!C6866<='Farm data entry'!$E$16)","v":true},0,{"$f":"VLOOKUP($A6866,ETo!$A$3:$N$10959,Hydrology!$D$1,FALSE)","v":0.30956736000000001},{"$f":"(H6866*'Farm data entry'!$D$25)","v":0.216697152},{"$f":"kc(C6866,Kc!$E$9:$H$9,Kc!$I$9:$K$9)","v":0.4},8.6678860800000007E-2,{"$f":"K6866*10*'Farm data entry'!$E$22","v":1.733577216},{"$f":"(L6866*'Farm data entry'!$D$14)","v":0.26003658239999999},1.9936137984,1.9936137984,0,455.47612771219991,0,1.9936137984,0,456.12543274768984,0,1.9936137984,0,657.49032533531579,0]
["2004-10-26",2004,300,{"$f":"VLOOKUP($A6877,Rainfall!$D$3:$Q$10959,Hydrology!$D$1,FALSE)","v":9.9999999360000008E-2},{"$f":"MAX((D6877-'Farm data entry'!$D$24)*'Farm data entry'!$D$23,0)*10*'Farm data entry'!$D$10","v":0},{"$f":"AND(C6877>='Farm data entry'!$E$15,Hydrology!C6877<='Farm data entry'!$E$16)","v":true},0,{"$f":"VLOOKUP($A6877,ETo!$A$3:$N$10959,Hydrology!$D$1,FALSE)","v":0.28583156999999998},{"$f":"(H6877*'Farm data entry'!$D$25)","v":0.20008209899999999},{"$f":"kc(C6877,Kc!$E$9:$H$9,Kc!$I$9:$K$9)","v":0.125},2.5010262374999998E-2,{"$f":"K6877*10*'Farm data entry'!$E$22","v":0.50020524749999995},{"$f":"(L6877*'Farm data entry'!$D$14)","v":7.5030787124999984E-2},0.57523603462499995,0.57523603462499995,0,933.94232149754976,0,0.57523603462499995,0,934.59162653303974,0,0.57523603462499995,0,1135.9565191206657,0]
["2004-11-10",2004,315,{"$f":"VLOOKUP($A6892,Rainfall!$D$3:$Q$10959,Hydrology!$D$1,FALSE)","v":0.79999997760000008},{"$f":"MAX((D6892-'Farm data entry'!$D$24)*'Farm data entry'!$D$23,0)*10*'Farm data entry'!$D$10","v":0},{"$f":"AND(C6892>='Farm data entry'!$E$15,Hydrology!C6892<='Farm data entry'!$E$16)","v":false},0,{"$f":"VLOOKUP($A6892,ETo!$A$3:$N$10959,Hydrology!$D$1,FALSE)","v":0.35238048},{"$f":"(H6892*'Farm data entry'!$D$25)","v":0.24666633599999999},{"$f":"kc(C6892,Kc!$E$9:$H$9,Kc!$I$9:$K$9)","v":0},0,{"$f":"K6892*10*'Farm data entry'!$E$22","v":0},{"$f":"(L6892*'Farm data entry'!$D$14)","v":0},0,0,0,999.22265661220001,0,0,0,1072.5750066240896,0,0,0,1273.9398992117158,0]
["2004-11-14",2004,319,{"$f":"VLOOKUP($A6896,Rainfall!$D$3:$Q$10959,Hydrology!$D$1,FALSE)","v":0},{"$f":"MAX((D6896-'Farm data entry'!$D$24)*'Farm data entry'!$D$23,0)*10*'Farm data entry'!$D$10","v":0},{"$f":"AND(C6896>='Farm data entry'!$E$15,Hydrology!C6896<='Farm data entry'!$E$16)","v":false},0,{"$f":"VLOOKUP($A6896,ETo!$A$3:$N$10959,Hydrology!$D$1,FALSE)","v":7.1761740000000004E-2},{"$f":"(H6896*'Farm data entry'!$D$25)","v":5.0233218000000003E-2},{"$f":"kc(C6896,Kc!$E$9:$H$9,Kc!$I$9:$K$9)","v":0},0,{"$f":"K6896*10*'Farm data entry'!$E$22","v":0},{"$f":"(L6896*'Farm data entry'!$D$14)","v":0},0,0,0,999.22265661220001,0,0,0,1072.5750066240896,0,0,0,1273.9398992117158,0]
["2004-11-25",2004,330,{"$f":"VLOOKUP($A6907,Rainfall!$D$3:$Q$10959,Hydrology!$D$1,FALSE)","v":0.90000002879999996},{"$f":"MAX((D6907-'Farm data entry'!$D$24)*'Farm data entry'!$D$23,0)*10*'Farm data entry'!$D$10","v":0},{"$f":"AND(C6907>='Farm data entry'!$E$15,Hydrology!C6907<='Farm data entry'!$E$16)","v":false},0,{"$f":"VLOOKUP($A6907,ETo!$A$3:$N$10959,Hydrology!$D$1,FALSE)","v":0},{"$f":"(H6907*'Farm data entry'!$D$25)","v":0},{"$f":"kc(C6907,Kc!$E$9:$H$9,Kc!$I$9:$K$9)","v":0},0,{"$f":"K6907*10*'Farm data entry'!$E$22","v":0},{"$f":"(L6907*'Farm data entry'!$D$14)","v":0},0,0,0,999.22265661220001,0,0,0,1072.5750066240896,0,0,0,1273.9398992117158,0]
["2004-12-10",2004,345,{"$f":"VLOOKUP($A6922,Rainfall!$D$3:$Q$10959,Hydrology!$D$1,FALSE)","v":0},{"$f":"MAX((D6922-'Farm data entry'!$D$24)*'Farm data entry'!$D$23,0)*10*'Farm data entry'!$D$10","v":0},{"$f":"AND(C6922>='Farm data entry'!$E$15,Hydrology!C6922<='Farm data entry'!$E$16)","v":false},0,{"$f":"VLOOKUP($A6922,ETo!$A$3:$N$10959,Hydrology!$D$1,FALSE)","v":5.9810230000000002E-3},{"$f":"(H6922*'Farm data entry'!$D$25)","v":4.1867160999999996E-3},{"$f":"kc(C6922,Kc!$E$9:$H$9,Kc!$I$9:$K$9)","v":0},0,{"$f":"K6922*10*'Farm data entry'!$E$22","v":0},{"$f":"(L6922*'Farm data entry'!$D$14)","v":0},0,0,0,999.22265661220001,0,0,0,1072.5750066240896,0,0,0,1273.9398992117158,0]
["2004-12-17",2004,352,{"$f":"VLOOKUP($A6929,Rainfall!$D$3:$Q$10959,Hydrology!$D$1,FALSE)","v":16.499999807999998},{"$f":"MAX((D6929-'Farm data entry'!$D$24)*'Farm data entry'!$D$23,0)*10*'Farm data entry'!$D$10","v":275.49999635199993},{"$f":"AND(C6929>='Farm data entry'!$E$15,Hydrology!C6929<='Farm data entry'!$E$16)","v":false},0,{"$f":"VLOOKUP($A6929,ETo!$A$3:$N$10959,Hydrology!$D$1,FALSE)","v":0.51356979999999997},{"$f":"(H6929*'Farm data entry'!$D$25)","v":0.35949885999999998},{"$f":"kc(C6929,Kc!$E$9:$H$9,Kc!$I$9:$K$9)","v":0},0,{"$f":"K6929*10*'Farm data entry'!$E$22","v":0},{"$f":"(L6929*'Farm data entry'!$D$14)","v":0},0,0,0,999.22265661220001,0,0,0,1072.5750066240896,0,0,0,1273.9398992117158,0]
["2004-12-25",2004,360,{"$f":"VLOOKUP($A6937,Rainfall!$D$3:$Q$10959,Hydrology!$D$1,FALSE)","v":0},{"$f":"MAX((D6937-'Farm data entry'!$D$24)*'Farm data entry'!$D$23,0)*10*'Farm data entry'!$D$10","v":0},{"$f":"AND(C6937>='Farm data entry'!$E$15,Hydrology!C6937<='Farm data entry'!$E$16)","v":false},0,{"$f":"VLOOKUP($A6937,ETo!$A$3:$N$10959,Hydrology!$D$1,FALSE)","v":5.7416238000000001E-2},{"$f":"(H6937*'Farm data entry'!$D$25)","v":4.01913666E-2},{"$f":"kc(C6937,Kc!$E$9:$H$9,Kc!$I$9:$K$9)","v":0},0,{"$f":"K6937*10*'Farm data entry'!$E$22","v":0},{"$f":"(L6937*'Farm data entry'!$D$14)","v":0},0,0,0,999.22265661220001,0,0,0,1072.5750066240896,0,0,0,1273.9398992117158,0]
["2005-01-09",2005,9,{"$f":"VLOOKUP($A6952,Rainfall!$D$3:$Q$10959,Hydrology!$D$1,FALSE)","v":1.5999999552000002},{"$f":"MAX((D6952-'Farm data entry'!$D$24)*'Farm data entry'!$D$23,0)*10*'Farm data entry'!$D$10","v":0},{"$f":"AND(C6952>='Farm data entry'!$E$15,Hydrology!C6952<='Farm data entry'!$E$16)","v":false},0,{"$f":"VLOOKUP($A6952,ETo!$A$3:$N$10959,Hydrology!$D$1,FALSE)","v":0.42304884999999998},{"$f":"(H6952*'Farm data entry'!$D$25)","v":0.29613419499999999},{"$f":"kc(C6952,Kc!$E$9:$H$9,Kc!$I$9:$K$9)","v":0},0,{"$f":"K6952*10*'Farm data entry'!$E$22","v":0},{"$f":"(L6952*'Farm data entry'!$D$14)","v":0},0,0,0,999.22265661220001,0,0,0,1072.5750066240896,0,0,0,1273.9398992117158,0]
["2005-01-14",2005,14,{"$f":"VLOOKUP($A6957,Rainfall!$D$3:$Q$10959,Hydrology!$D$1,FALSE)","v":0.19999999872000002},{"$f":"MAX((D6957-'Farm data entry'!$D$24)*'Farm data entry'!$D$23,0)*10*'Farm data entry'!$D$10","v":0},{"$f":"AND(C6957>='Farm data entry'!$E$15,Hydrology!C6957<='Farm data entry'!$E$16)","v":false},0,{"$f":"VLOOKUP($A6957,ETo!$A$3:$N$10959,Hydrology!$D$1,FALSE)","v":2.2574935000000001E-2},{"$f":"(H6957*'Farm data entry'!$D$25)","v":1.58024545E-2},{"$f":"kc(C6957,Kc!$E$9:$H$9,Kc!$I$9:$K$9)","v":0},0,{"$f":"K6957*10*'Farm data entry'!$E$22","v":0},{"$f":"(L6957*'Farm data entry'!$D$14)","v":0},0,0,0,999.22265661220001,0,0,0,1072.5750066240896,0,0,0,1273.9398992117158,0]
["2005-01-24",2005,24,{"$f":"VLOOKUP($A6967,Rainfall!$D$3:$Q$10959,Hydrology!$D$1,FALSE)","v":1.5999999552000002},{"$f":"MAX((D6967-'Farm data entry'!$D$24)*'Farm data entry'!$D$23,0)*10*'Farm data entry'!$D$10","v":0},{"$f":"AND(C6967>='Farm data entry'!$E$15,Hydrology!C6967<='Farm data entry'!$E$16)","v":false},0,{"$f":"VLOOKUP($A6967,ETo!$A$3:$N$10959,Hydrology!$D$1,FALSE)","v":0.35566320000000001},{"$f":"(H6967*'Farm data entry'!$D$25)","v":0.24896424},{"$f":"kc(C6967,Kc!$E$9:$H$9,Kc!$I$9:$K$9)","v":0},0,{"$f":"K6967*10*'Farm data entry'!$E$22","v":0},{"$f":"(L6967*'Farm data entry'!$D$14)","v":0},0,0,0,999.22265661220001,0,0,0,1072.5750066240896,0,0,0,1273.9398992117158,0]
["2005-01-29",2005,29,{"$f":"VLOOKUP($A6972,Rainfall!$D$3:$Q$10959,Hydrology!$D$1,FALSE)","v":0.49999999680000001},{"$f":"MAX((D6972-'Farm data entry'!$D$24)*'Farm data entry'!$D$23,0)*10*'Farm data entry'!$D$10","v":0},{"$f":"AND(C6972>='Farm data entry'!$E$15,Hydrology!C6972<='Farm data entry'!$E$16)","v":false},0,{"$f":"VLOOKUP($A6972,ETo!$A$3:$N$10959,Hydrology!$D$1,FALSE)","v":0.18490580000000001},{"$f":"(H6972*'Farm data entry'!$D$25)","v":0.12943405999999999},{"$f":"kc(C6972,Kc!$E$9:$H$9,Kc!$I$9:$K$9)","v":0},0,{"$f":"K6972*10*'Farm data entry'!$E$22","v":0},{"$f":"(L6972*'Farm data entry'!$D$14)","v":0},0,0,0,999.22265661220001,0,0,0,1072.5750066240896,0,0,0,1273.9398992117158,0]
["2005-02-09",2005,40,{"$f":"VLOOKUP($A6983,Rainfall!$D$3:$Q$10959,Hydrology!$D$1,FALSE)","v":1.3000000176000002},{"$f":"MAX((D6983-'Farm data entry'!$D$24)*'Farm data entry'!$D$23,0)*10*'Farm data entry'!$D$10","v":0},{"$f":"AND(C6983>='Farm data entry'!$E$15,Hydrology!C6983<='Farm data entry'!$E$16)","v":false},0,{"$f":"VLOOKUP($A6983,ETo!$A$3:$N$10959,Hydrology!$D$1,FALSE)","v":0.32330066000000002},{"$f":"(H6983*'Farm data entry'!$D$25)","v":0.22631046199999999},{"$f":"kc(C6983,Kc!$E$9:$H$9,Kc!$I$9:$K$9)","v":0},0,{"$f":"K6983*10*'Farm data entry'!$E$22","v":0},{"$f":"(L6983*'Farm data entry'!$D$14)","v":0},0,0,0,999.22265661220001,0,0,0,1072.5750066240896,0,0,0,1273.9398992117158,0]
["2005-02-20",2005,51,{"$f":"VLOOKUP($A6994,Rainfall!$D$3:$Q$10959,Hydrology!$D$1,FALSE)","v":0},{"$f":"MAX((D6994-'Farm data entry'!$D$24)*'Farm data entry'!$D$23,0)*10*'Farm data entry'!$D$10","v":0},{"$f":"AND(C6994>='Farm data entry'!$E$15,Hydrology!C6994<='Farm data entry'!$E$16)","v":false},0,{"$f":"VLOOKUP($A6994,ETo!$A$3:$N$10959,Hydrology!$D$1,FALSE)","v":0.72407929999999998},{"$f":"(H6994*'Farm data entry'!$D$25)","v":0.50685550999999995},{"$f":"kc(C6994,Kc!$E$9:$H$9,Kc!$I$9:$K$9)","v":0},0,{"$f":"K6994*10*'Farm data entry'!$E$22","v":0},{"$f":"(L6994*'Farm data entry'!$D$14)","v":0},0,0,0,999.22265661220001,0,0,0,1072.5750066240896,0,0,0,1273.9398992117158,0]
["2005-03-06",2005,65,{"$f":"VLOOKUP($A7008,Rainfall!$D$3:$Q$10959,Hydrology!$D$1,FALSE)","v":9.9999999360000008E-2},{"$f":"MAX((D7008-'Farm data entry'!$D$24)*'Farm data entry'!$D$23,0)*10*'Farm data entry'!$D$10","v":0},{"$f":"AND(C7008>='Farm data entry'!$E$15,Hydrology!C7008<='Farm data entry'!$E$16)","v":true},0,{"$f":"VLOOKUP($A7008,ETo!$A$3:$N$10959,Hydrology!$D$1,FALSE)","v":0.97171050000000003},{"$f":"(H7008*'Farm data entry'!$D$25)","v":0.68019735000000003},{"$f":"kc(C7008,Kc!$E$9:$H$9,Kc!$I$9:$K$9)","v":0},0,{"$f":"K7008*10*'Farm data entry'!$E$22","v":0},{"$f":"(L7008*'Farm data entry'!$D$14)","v":0},0,0,0,1000,0,0,0,1256.8749956800896,0,0,0,1458.2398882677157,0]
["2005-03-11",2005,70,{"$f":"VLOOKUP($A7013,Rainfall!$D$3:$Q$10959,Hydrology!$D$1,FALSE)","v":1.7000000927999999},{"$f":"MAX((D7013-'Farm data entry'!$D$24)*'Farm data entry'!$D$23,0)*10*'Farm data entry'!$D$10","v":0},{"$f":"AND(C7013>='Farm data entry'!$E$15,Hydrology!C7013<='Farm data entry'!$E$16)","v":true},0,{"$f":"VLOOKUP($A7013,ETo!$A$3:$N$10959,Hydrology!$D$1,FALSE)","v":1.1763709},{"$f":"(H7013*'Farm data entry'!$D$25)","v":0.82345963},{"$f":"kc(C7013,Kc!$E$9:$H$9,Kc!$I$9:$K$9)","v":0},0,{"$f":"K7013*10*'Farm data entry'!$E$22","v":0},{"$f":"(L7013*'Farm data entry'!$D$14)","v":0},0,0,0,1000,0,0,0,1256.8749956800896,0,0,0,1458.2398882677157,0]
["2005-03-25",2005,84,{"$f":"VLOOKUP($A7027,Rainfall!$D$3:$Q$10959,Hydrology!$D$1,FALSE)","v":0},{"$f":"MAX((D7027-'Farm data entry'!$D$24)*'Farm data entry'!$D$23,0)*10*'Farm data entry'!$D$10","v":0},{"$f":"AND(C7027>='Farm data entry'!$E$15,Hydrology!C7027<='Farm data entry'!$E$16)","v":true},0,{"$f":"VLOOKUP($A7027,ETo!$A$3:$N$10959,Hydrology!$D$1,FALSE)","v":1.0539178},{"$f":"(H7027*'Farm data entry'!$D$25)","v":0.73774245999999999},{"$f":"kc(C7027,Kc!$E$9:$H$9,Kc!$I$9:$K$9)","v":0},0,{"$f":"K7027*10*'Farm data entry'!$E$22","v":0},{"$f":"(L7027*'Farm data entry'!$D$14)","v":0},0,0,0,1000,0,0,0,1283.4749975648895,0,0,0,1484.8398901525156,0]
["2005-04-05",2005,95,{"$f":"VLOOKUP($A7038,Rainfall!$D$3:$Q$10959,Hydrology!$D$1,FALSE)","v":0},{"$f":"MAX((D7038-'Farm data entry'!$D$24)*'Farm data entry'!$D$23,0)*10*'Farm data entry'!$D$10","v":0},{"$f":"AND(C7038>='Farm data entry'!$E$15,Hydrology!C7038<='Farm data entry'!$E$16)","v":true},0,{"$f":"VLOOKUP($A7038,ETo!$A$3:$N$10959,Hydrology!$D$1,FALSE)","v":1.3964227},{"$f":"(H7038*'Farm data entry'!$D$25)","v":0.97749588999999992},{"$f":"kc(C7038,Kc!$E$9:$H$9,Kc!$I$9:$K$9)","v":0.4088235294117647},0.39962331973529408,{"$f":"K7038*10*'Farm data entry'!$E$22","v":7.9924663947058816},{"$f":"(L7038*'Farm data entry'!$D$14)","v":1.1988699592058822},9.1913363539117636,9.1913363539117636,0,961.17141893373525,0,9.1913363539117636,0,1404.2464158906248,0,9.1913363539117636,0,1605.611308478251,0]
["2005-04-10",2005,100,{"$f":"VLOOKUP($A7043,Rainfall!$D$3:$Q$10959,Hydrology!$D$1,FALSE)","v":0},{"$f":"MAX((D7043-'Farm data entry'!$D$24)*'Farm data entry'!$D$23,0)*10*'Farm data entry'!$D$10","v":0},{"$f":"AND(C7043>='Farm data entry'!$E$15,Hydrology!C7043<='Farm data entry'!$E$16)","v":true},0,{"$f":"VLOOKUP($A7043,ETo!$A$3:$N$10959,Hydrology!$D$1,FALSE)","v":2.0327030000000001},{"$f":"(H7043*'Farm data entry'!$D$25)","v":1.4228921000000001},{"$f":"kc(C7043,Kc!$E$9:$H$9,Kc!$I$9:$K$9)","v":0.42352941176470588},0.60263665411764711,{"$f":"K7043*10*'Farm data entry'!$E$22","v":12.052733082352942},{"$f":"(L7043*'Farm data entry'!$D$14)","v":1.8079099623529413},13.860643044705883,13.860643044705883,0,963.39043662170593,0,13.860643044705883,0,1431.4910669707422,0,13.860643044705883,0,1632.8559595583683,0]
["2005-04-25",2005,115,{"$f":"VLOOKUP($A7058,Rainfall!$D$3:$Q$10959,Hydrology!$D$1,FALSE)","v":3.8000001312},{"$f":"MAX((D7058-'Farm data entry'!$D$24)*'Farm data entry'!$D$23,0)*10*'Farm data entry'!$D$10","v":34.200002492799996},{"$f":"AND(C7058>='Farm data entry'!$E$15,Hydrology!C7058<='Farm data entry'!$E$16)","v":true},34.200002492799996,{"$f":"VLOOKUP($A7058,ETo!$A$3:$N$10959,Hydrology!$D$1,FALSE)","v":1.1467185},{"$f":"(H7058*'Farm data entry'!$D$25)","v":0.80270294999999992},{"$f":"kc(C7058,Kc!$E$9:$H$9,Kc!$I$9:$K$9)","v":0.46764705882352942},0.37538167367647057,{"$f":"K7058*10*'Farm data entry'!$E$22","v":7.5076334735294115},{"$f":"(L7058*'Farm data entry'!$D$14)","v":1.1261450210294117},8.6337784945588236,8.6337784945588236,25.566223998241185,1000,0,8.6337784945588236,0,1592.0453361721834,0,8.6337784945588236,0,1793.4102287598096,0]
["2005-05-05",2005,125,{"$f":"VLOOKUP($A7068,Rainfall!$D$3:$Q$10959,Hydrology!$D$1,FALSE)","v":0},{"$f":"MAX((D7068-'Farm data entry'!$D$24)*'Farm data entry'!$D$23,0)*10*'Farm data entry'!$D$10","v":0},{"$f":"AND(C7068>='Farm data entry'!$E$15,Hydrology!C7068<='Farm data entry'!$E$16)","v":true},0,{"$f":"VLOOKUP($A7068,ETo!$A$3:$N$10959,Hydrology!$D$1,FALSE)","v":1.9519010000000001},{"$f":"(H7068*'Farm data entry'!$D$25)","v":1.3663307},{"$f":"kc(C7068,Kc!$E$9:$H$9,Kc!$I$9:$K$9)","v":0.49705882352941178},0.67914673029411765,{"$f":"K7068*10*'Farm data entry'!$E$22","v":13.582934605882354},{"$f":"(L7068*'Farm data entry'!$D$14)","v":2.0374401908823532},15.620374796764708,15.620374796764708,0,868.09630696853503,0,15.620374796764708,0,1460.1416431407185,0,15.620374796764708,0,1661.5065357283447,0]
["2005-05-10",2005,130,{"$f":"VLOOKUP($A7073,Rainfall!$D$3:$Q$10959,Hydrology!$D$1,FALSE)","v":0},{"$f":"MAX((D7073-'Farm data entry'!$D$24)*'Farm data entry'!$D$23,0)*10*'Farm data entry'!$D$10","v":0},{"$f":"AND(C7073>='Farm data entry'!$E$15,Hydrology!C7073<='Farm data entry'!$E$16)","v":true},0,{"$f":"VLOOKUP($A7073,ETo!$A$3:$N$10959,Hydrology!$D$1,FALSE)","v":2.0601362999999999},{"$f":"(H7073*'Farm data entry'!$D$25)","v":1.4420954099999999},{"$f":"kc(C7073,Kc!$E$9:$H$9,Kc!$I$9:$K$9)","v":0.5117647058823529},0.73801353335294106,{"$f":"K7073*10*'Farm data entry'!$E$22","v":14.760270667058821},{"$f":"(L7073*'Farm data entry'!$D$14)","v":2.2140406000588229},16.974311267117642,16.974311267117642,0,759.87881484412333,0,16.974311267117642,0,1351.9241510163067,0,16.974311267117642,0,1553.2890436039329,0]
["2005-05-21",2005,141,{"$f":"VLOOKUP($A7084,Rainfall!$D$3:$Q$10959,Hydrology!$D$1,FALSE)","v":1.1000000448},{"$f":"MAX((D7084-'Farm data entry'!$D$24)*'Farm data entry'!$D$23,0)*10*'Farm data entry'!$D$10","v":0},{"$f":"AND(C7084>='Farm data entry'!$E$15,Hydrology!C7084<='Farm data entry'!$E$16)","v":true},0,{"$f":"VLOOKUP($A7084,ETo!$A$3:$N$10959,Hydrology!$D$1,FALSE)","v":2.2428298},{"$f":"(H7084*'Farm data entry'!$D$25)","v":1.5699808599999998},{"$f":"kc(C7084,Kc!$E$9:$H$9,Kc!$I$9:$K$9)","v":0.54411764705882359},0.85425429147058829,{"$f":"K7084*10*'Farm data entry'!$E$22","v":17.085085829411767},{"$f":"(L7084*'Farm data entry'!$D$14)","v":2.562762874411765},19.647848703823531,19.647848703823531,0,649.2004179074703,0,19.647848703823531,0,1241.2457540796536,0,19.647848703823531,0,1442.6106466672798,0]
["2005-05-29",2005,149,{"$f":"VLOOKUP($A7092,Rainfall!$D$3:$Q$10959,Hydrology!$D$1,FALSE)","v":1.7999999711999999},{"$f":"MAX((D7092-'Farm data entry'!$D$24)*'Farm data entry'!$D$23,0)*10*'Farm data entry'!$D$10","v":0},{"$f":"AND(C7092>='Farm data entry'!$E$15,Hydrology!C7092<='Farm data entry'!$E$16)","v":true},0,{"$f":"VLOOKUP($A7092,ETo!$A$3:$N$10959,Hydrology!$D$1,FALSE)","v":1.6176847999999999},{"$f":"(H7092*'Farm data entry'!$D$25)","v":1.1323793599999998},{"$f":"kc(C7092,Kc!$E$9:$H$9,Kc!$I$9:$K$9)","v":0.56764705882352939},0.64279181317647049,{"$f":"K7092*10*'Farm data entry'!$E$22","v":12.85583626352941},{"$f":"(L7092*'Farm data entry'!$D$14)","v":1.9283754395294115},14.784211703058821,14.784211703058821,0,440.16423823244082,0,14.784211703058821,0,1032.2095744046242,0,14.784211703058821,0,1233.5744669922503,0]
["2005-06-09",2005,160,{"$f":"VLOOKUP($A7103,Rainfall!$D$3:$Q$10959,Hydrology!$D$1,FALSE)","v":0},{"$f":"MAX((D7103-'Farm data entry'!$D$24)*'Farm data entry'!$D$23,0)*10*'Farm data entry'!$D$10","v":0},{"$f":"AND(C7103>='Farm data entry'!$E$15,Hydrology!C7103<='Farm data entry'!$E$16)","v":true},0,{"$f":"VLOOKUP($A7103,ETo!$A$3:$N$10959,Hydrology!$D$1,FALSE)","v":3.1923558999999999},{"$f":"(H7103*'Farm data entry'!$D$25)","v":2.2346491299999998},{"$f":"kc(C7103,Kc!$E$9:$H$9,Kc!$I$9:$K$9)","v":0.60000000000000009},1.340789478,{"$f":"K7103*10*'Farm data entry'!$E$22","v":26.815789559999999},{"$f":"(L7103*'Farm data entry'!$D$14)","v":4.0223684339999997},30.838157993999999,30.838157993999999,0,274.34046330849969,0,30.838157993999999,0,866.38579948068298,0,30.838157993999999,0,1067.7506920683086,0]
["2005-06-20",2005,171,{"$f":"VLOOKUP($A7114,Rainfall!$D$3:$Q$10959,Hydrology!$D$1,FALSE)","v":0},{"$f":"MAX((D7114-'Farm data entry'!$D$24)*'Farm data entry'!$D$23,0)*10*'Farm data entry'!$D$10","v":0},{"$f":"AND(C7114>='Farm data entry'!$E$15,Hydrology!C7114<='Farm data entry'!$E$16)","v":true},0,{"$f":"VLOOKUP($A7114,ETo!$A$3:$N$10959,Hydrology!$D$1,FALSE)","v":3.1538314999999999},{"$f":"(H7114*'Farm data entry'!$D$25)","v":2.2076820499999998},{"$f":"kc(C7114,Kc!$E$9:$H$9,Kc!$I$9:$K$9)","v":0.63235294117647056},1.3960342374999999,{"$f":"K7114*10*'Farm data entry'!$E$22","v":27.920684749999999},{"$f":"(L7114*'Farm data entry'!$D$14)","v":4.1881027125000001},32.108787462499997,0,0,0,32.108787462499997,32.108787462499997,0,534.39321841388892,0,32.108787462499997,0,735.75811100151441,0]
["2005-06-25",2005,176,{"$f":"VLOOKUP($A7119,Rainfall!$D$3:$Q$10959,Hydrology!$D$1,FALSE)","v":0},{"$f":"MAX((D7119-'Farm data entry'!$D$24)*'Farm data entry'!$D$23,0)*10*'Farm data entry'!$D$10","v":0},{"$f":"AND(C7119>='Farm data entry'!$E$15,Hydrology!C7119<='Farm data entry'!$E$16)","v":true},0,{"$f":"VLOOKUP($A7119,ETo!$A$3:$N$10959,Hydrology!$D$1,FALSE)","v":1.4242378},{"$f":"(H7119*'Farm data entry'!$D$25)","v":0.99696645999999989},{"$f":"kc(C7119,Kc!$E$9:$H$9,Kc!$I$9:$K$9)","v":0.6470588235294118},0.64509594470588227,{"$f":"K7119*10*'Farm data entry'!$E$22","v":12.901918894117646},{"$f":"(L7119*'Farm data entry'!$D$14)","v":1.9352878341176467},14.837206728235293,0,0,0,14.837206728235293,14.837206728235293,0,348.8952960548595,0,14.837206728235293,0,550.26018864248499,0]
["2005-07-09",2005,190,{"$f":"VLOOKUP($A7133,Rainfall!$D$3:$Q$10959,Hydrology!$D$1,FALSE)","v":0},{"$f":"MAX((D7133-'Farm data entry'!$D$24)*'Farm data entry'!$D$23,0)*10*'Farm data entry'!$D$10","v":0},{"$f":"AND(C7133>='Farm data entry'!$E$15,Hydrology!C7133<='Farm data entry'!$E$16)","v":true},0,{"$f":"VLOOKUP($A7133,ETo!$A$3:$N$10959,Hydrology!$D$1,FALSE)","v":2.4425637999999998},{"$f":"(H7133*'Farm data entry'!$D$25)","v":1.7097946599999998},{"$f":"kc(C7133,Kc!$E$9:$H$9,Kc!$I$9:$K$9)","v":0.68823529411764706},1.1767410307058823,{"$f":"K7133*10*'Farm data entry'!$E$22","v":23.534820614117645},{"$f":"(L7133*'Farm data entry'!$D$14)","v":3.5302230921176467},27.065043706235294,0,0,0,27.065043706235294,27.065043706235294,0,20.595740160577158,0,27.065043706235294,0,221.96063274820281,0]
["2005-07-20",2005,201,{"$f":"VLOOKUP($A7144,Rainfall!$D$3:$Q$10959,Hydrology!$D$1,FALSE)","v":0},{"$f":"MAX((D7144-'Farm data entry'!$D$24)*'Farm data entry'!$D$23,0)*10*'Farm data entry'!$D$10","v":0},{"$f":"AND(C7144>='Farm data entry'!$E$15,Hydrology!C7144<='Farm data entry'!$E$16)","v":true},0,{"$f":"VLOOKUP($A7144,ETo!$A$3:$N$10959,Hydrology!$D$1,FALSE)","v":4.2812989999999997},{"$f":"(H7144*'Farm data entry'!$D$25)","v":2.9969092999999996},{"$f":"kc(C7144,Kc!$E$9:$H$9,Kc!$I$9:$K$9)","v":0.72058823529411764},2.1595375838235289,{"$f":"K7144*10*'Farm data entry'!$E$22","v":43.190751676470576},{"$f":"(L7144*'Farm data entry'!$D$14)","v":6.4786127514705862},49.669364427941161,0,0,0,49.669364427941161,0,0,0,49.669364427941161,0,0,0,49.669364427941161]
["2005-07-25",2005,206,{"$f":"VLOOKUP($A7149,Rainfall!$D$3:$Q$10959,Hydrology!$D$1,FALSE)","v":0.90000002879999996},{"$f":"MAX((D7149-'Farm data entry'!$D$24)*'Farm data entry'!$D$23,0)*10*'Farm data entry'!$D$10","v":0},{"$f":"AND(C7149>='Farm data entry'!$E$15,Hydrology!C7149<='Farm data entry'!$E$16)","v":true},0,{"$f":"VLOOKUP($A7149,ETo!$A$3:$N$10959,Hydrology!$D$1,FALSE)","v":1.3354138},{"$f":"(H7149*'Farm data entry'!$D$25)","v":0.93478965999999997},{"$f":"kc(C7149,Kc!$E$9:$H$9,Kc!$I$9:$K$9)","v":0.73529411764705888},0.68734533823529409,{"$f":"K7149*10*'Farm data entry'!$E$22","v":13.746906764705882},{"$f":"(L7149*'Farm data entry'!$D$14)","v":2.0620360147058823},15.808942779411764,15.808942779411764,0,313.48629608820585,0,15.808942779411764,0,313.48629608820585,0,15.808942779411764,0,313.48629608820585,0]
["2005-08-02",2005,214,{"$f":"VLOOKUP($A7157,Rainfall!$D$3:$Q$10959,Hydrology!$D$1,FALSE)","v":0.19999999872000002},{"$f":"MAX((D7157-'Farm data entry'!$D$24)*'Farm data entry'!$D$23,0)*10*'Farm data entry'!$D$10","v":0},{"$f":"AND(C7157>='Farm data entry'!$E$15,Hydrology!C7157<='Farm data entry'!$E$16)","v":true},0,{"$f":"VLOOKUP($A7157,ETo!$A$3:$N$10959,Hydrology!$D$1,FALSE)","v":2.9096514999999998},{"$f":"(H7157*'Farm data entry'!$D$25)","v":2.0367560499999997},{"$f":"kc(C7157,Kc!$E$9:$H$9,Kc!$I$9:$K$9)","v":0.75882352941176467},1.5455384144117643,{"$f":"K7157*10*'Farm data entry'!$E$22","v":30.910768288235285},{"$f":"(L7157*'Farm data entry'!$D$14)","v":4.6366152432352923},35.547383531470579,35.547383531470579,0,838.28160415650575,0,35.547383531470579,0,838.28160415650575,0,35.547383531470579,0,838.28160415650575,0]
["2005-08-19",2005,231,{"$f":"VLOOKUP($A7174,Rainfall!$D$3:$Q$10959,Hydrology!$D$1,FALSE)","v":9.1999998720000011},{"$f":"MAX((D7174-'Farm data entry'!$D$24)*'Farm data entry'!$D$23,0)*10*'Farm data entry'!$D$10","v":136.79999756800001},{"$f":"AND(C7174>='Farm data entry'!$E$15,Hydrology!C7174<='Farm data entry'!$E$16)","v":true},136.79999756800001,{"$f":"VLOOKUP($A7174,ETo!$A$3:$N$10959,Hydrology!$D$1,FALSE)","v":0.56336390000000003},{"$f":"(H7174*'Farm data entry'!$D$25)","v":0.39435472999999999},{"$f":"kc(C7174,Kc!$E$9:$H$9,Kc!$I$9:$K$9)","v":0.80882352941176472},0.3189633845588235,{"$f":"K7174*10*'Farm data entry'!$E$22","v":6.3792676911764703},{"$f":"(L7174*'Farm data entry'!$D$14)","v":0.95689015367647046},7.3361578448529405,7.3361578448529405,0,526.92063091253533,0,7.3361578448529405,0,526.92063091253533,0,7.3361578448529405,0,526.92063091253533,0]
["2005-08-24",2005,236,{"$f":"VLOOKUP($A7179,Rainfall!$D$3:$Q$10959,Hydrology!$D$1,FALSE)","v":5.4999997056000005},{"$f":"MAX((D7179-'Farm data entry'!$D$24)*'Farm data entry'!$D$23,0)*10*'Farm data entry'!$D$10","v":66.499994406400006},{"$f":"AND(C7179>='Farm data entry'!$E$15,Hydrology!C7179<='Farm data entry'!$E$16)","v":true},66.499994406400006,{"$f":"VLOOKUP($A7179,ETo!$A$3:$N$10959,Hydrology!$D$1,FALSE)","v":0.97857910000000004},{"$f":"(H7179*'Farm data entry'!$D$25)","v":0.68500536999999995},{"$f":"kc(C7179,Kc!$E$9:$H$9,Kc!$I$9:$K$9)","v":0.82352941176470584},0.56412206941176468,{"$f":"K7179*10*'Farm data entry'!$E$22","v":11.282441388235293},{"$f":"(L7179*'Farm data entry'!$D$14)","v":1.6923662082352939},12.974807596470587,12.974807596470587,0,665.18185371672939,0,12.974807596470587,0,665.18185371672939,0,12.974807596470587,0,665.18185371672939,0]
["2005-09-04",2005,247,{"$f":"VLOOKUP($A7190,Rainfall!$D$3:$Q$10959,Hydrology!$D$1,FALSE)","v":0.60000000480000004},{"$f":"MAX((D7190-'Farm data entry'!$D$24)*'Farm data entry'!$D$23,0)*10*'Farm data entry'!$D$10","v":0},{"$f":"AND(C7190>='Farm data entry'!$E$15,Hydrology!C7190<='Farm data entry'!$E$16)","v":true},0,{"$f":"VLOOKUP($A7190,ETo!$A$3:$N$10959,Hydrology!$D$1,FALSE)","v":2.8249895999999999},{"$f":"(H7190*'Farm data entry'!$D$25)","v":1.9774927199999999},{"$f":"kc(C7190,Kc!$E$9:$H$9,Kc!$I$9:$K$9)","v":0.85},1.6808688119999999,{"$f":"K7190*10*'Farm data entry'!$E$22","v":33.617376239999999},{"$f":"(L7190*'Farm data entry'!$D$14)","v":5.0426064359999998},38.659982675999998,38.659982675999998,0,427.52789946884707,0,38.659982675999998,0,427.52789946884707,0,38.659982675999998,0,427.52789946884707,0]
["2005-09-18",2005,261,{"$f":"VLOOKUP($A7204,Rainfall!$D$3:$Q$10959,Hydrology!$D$1,FALSE)","v":0},{"$f":"MAX((D7204-'Farm data entry'!$D$24)*'Farm data entry'!$D$23,0)*10*'Farm data entry'!$D$10","v":0},{"$f":"AND(C7204>='Farm data entry'!$E$15,Hydrology!C7204<='Farm data entry'!$E$16)","v":true},0,{"$f":"VLOOKUP($A7204,ETo!$A$3:$N$10959,Hydrology!$D$1,FALSE)","v":1.0339384},{"$f":"(H7204*'Farm data entry'!$D$25)","v":0.72375687999999994},{"$f":"kc(C7204,Kc!$E$9:$H$9,Kc!$I$9:$K$9)","v":0.85},0.61519334799999992,{"$f":"K7204*10*'Farm data entry'!$E$22","v":12.303866959999999},{"$f":"(L7204*'Farm data entry'!$D$14)","v":1.8455800439999996},14.149447003999999,14.149447003999999,0,270.87288006624703,0,14.149447003999999,0,270.87288006624703,0,14.149447003999999,0,270.87288006624703,0]
["2005-09-19",2005,262,{"$f":"VLOOKUP($A7205,Rainfall!$D$3:$Q$10959,Hydrology!$D$1,FALSE)","v":0},{"$f":"MAX((D7205-'Farm data entry'!$D$24)*'Farm data entry'!$D$23,0)*10*'Farm data entry'!$D$10","v":0},{"$f":"AND(C7205>='Farm data entry'!$E$15,Hydrology!C7205<='Farm data entry'!$E$16)","v":true},0,{"$f":"VLOOKUP($A7205,ETo!$A$3:$N$10959,Hydrology!$D$1,FALSE)","v":1.1178167000000001},{"$f":"(H7205*'Farm data entry'!$D$25)","v":0.78247169000000005},{"$f":"kc(C7205,Kc!$E$9:$H$9,Kc!$I$9:$K$9)","v":0.85},0.66510093650000002,{"$f":"K7205*10*'Farm data entry'!$E$22","v":13.30201873},{"$f":"(L7205*'Farm data entry'!$D$14)","v":1.9953028095000001},15.2973215395,15.2973215395,0,255.57555852674705,0,15.2973215395,0,255.57555852674705,0,15.2973215395,0,255.57555852674705,0]
["2005-10-04",2005,277,{"$f":"VLOOKUP($A7220,Rainfall!$D$3:$Q$10959,Hydrology!$D$1,FALSE)","v":0},{"$f":"MAX((D7220-'Farm data entry'!$D$24)*'Farm data entry'!$D$23,0)*10*'Farm data entry'!$D$10","v":0},{"$f":"AND(C7220>='Farm data entry'!$E$15,Hydrology!C7220<='Farm data entry'!$E$16)","v":true},0,{"$f":"VLOOKUP($A7220,ETo!$A$3:$N$10959,Hydrology!$D$1,FALSE)","v":1.0455315000000001},{"$f":"(H7220*'Farm data entry'!$D$25)","v":0.73187205},{"$f":"kc(C7220,Kc!$E$9:$H$9,Kc!$I$9:$K$9)","v":0.7},0.51231043499999995,{"$f":"K7220*10*'Farm data entry'!$E$22","v":10.246208699999999},{"$f":"(L7220*'Farm data entry'!$D$14)","v":1.5369313049999997},11.783140004999998,11.783140004999998,0,58.592114117447032,0,11.783140004999998,0,58.592114117447032,0,11.783140004999998,0,58.592114117447032,0]
["2005-10-11",2005,284,{"$f":"VLOOKUP($A7227,Rainfall!$D$3:$Q$10959,Hydrology!$D$1,FALSE)","v":0.39999998880000004},{"$f":"MAX((D7227-'Farm data entry'!$D$24)*'Farm data entry'!$D$23,0)*10*'Farm data entry'!$D$10","v":0},{"$f":"AND(C7227>='Farm data entry'!$E$15,Hydrology!C7227<='Farm data entry'!$E$16)","v":true},0,{"$f":"VLOOKUP($A7227,ETo!$A$3:$N$10959,Hydrology!$D$1,FALSE)","v":1.0193923},{"$f":"(H7227*'Farm data entry'!$D$25)","v":0.71357461},{"$f":"kc(C7227,Kc!$E$9:$H$9,Kc!$I$9:$K$9)","v":0.52500000000000002},0.37462667025000002,{"$f":"K7227*10*'Farm data entry'!$E$22","v":7.4925334050000005},{"$f":"(L7227*'Farm data entry'!$D$14)","v":1.12388001075},8.6164134157500012,8.6164134157500012,0,11.056206577347039,0,8.6164134157500012,0,11.056206577347039,0,8.6164134157500012,0,11.056206577347039,0]
["2005-10-19",2005,292,{"$f":"VLOOKUP($A7235,Rainfall!$D$3:$Q$10959,Hydrology!$D$1,FALSE)","v":13.100000831999999},{"$f":"MAX((D7235-'Farm data entry'!$D$24)*'Farm data entry'!$D$23,0)*10*'Farm data entry'!$D$10","v":210.90001580799998},{"$f":"AND(C7235>='Farm data entry'!$E$15,Hydrology!C7235<='Farm data entry'!$E$16)","v":true},210.90001580799998,{"$f":"VLOOKUP($A7235,ETo!$A$3:$N$10959,Hydrology!$D$1,FALSE)","v":0.59779760000000004},{"$f":"(H7235*'Farm data entry'!$D$25)","v":0.41845831999999999},{"$f":"kc(C7235,Kc!$E$9:$H$9,Kc!$I$9:$K$9)","v":0.32500000000000001},0.13599895400000001,{"$f":"K7235*10*'Farm data entry'!$E$22","v":2.7199790799999999},{"$f":"(L7235*'Farm data entry'!$D$14)","v":0.40799686199999996},3.127975942,3.127975942,0,344.18025344062204,0,3.127975942,0,344.18025344062204,0,3.127975942,0,344.18025344062204,0]
["2005-11-03",2005,307,{"$f":"VLOOKUP($A7250,Rainfall!$D$3:$Q$10959,Hydrology!$D$1,FALSE)","v":4.2999999551999997},{"$f":"MAX((D7250-'Farm data entry'!$D$24)*'Farm data entry'!$D$23,0)*10*'Farm data entry'!$D$10","v":43.699999148799989},{"$f":"AND(C7250>='Farm data entry'!$E$15,Hydrology!C7250<='Farm data entry'!$E$16)","v":false},0,{"$f":"VLOOKUP($A7250,ETo!$A$3:$N$10959,Hydrology!$D$1,FALSE)","v":1.2835482},{"$f":"(H7250*'Farm data entry'!$D$25)","v":0.89848373999999998},{"$f":"kc(C7250,Kc!$E$9:$H$9,Kc!$I$9:$K$9)","v":0},0,{"$f":"K7250*10*'Farm data entry'!$E$22","v":0},{"$f":"(L7250*'Farm data entry'!$D$14)","v":0},0,0,0,723.76468538507208,0,0,0,723.76468538507208,0,0,0,723.76468538507208,0]
["2005-11-13",2005,317,{"$f":"VLOOKUP($A7260,Rainfall!$D$3:$Q$10959,Hydrology!$D$1,FALSE)","v":0},{"$f":"MAX((D7260-'Farm data entry'!$D$24)*'Farm data entry'!$D$23,0)*10*'Farm data entry'!$D$10","v":0},{"$f":"AND(C7260>='Farm data entry'!$E$15,Hydrology!C7260<='Farm data entry'!$E$16)","v":false},0,{"$f":"VLOOKUP($A7260,ETo!$A$3:$N$10959,Hydrology!$D$1,FALSE)","v":0.101816244},{"$f":"(H7260*'Farm data entry'!$D$25)","v":7.1271370799999997E-2},{"$f":"kc(C7260,Kc!$E$9:$H$9,Kc!$I$9:$K$9)","v":0},0,{"$f":"K7260*10*'Farm data entry'!$E$22","v":0},{"$f":"(L7260*'Farm data entry'!$D$14)","v":0},0,0,0,723.76468538507208,0,0,0,723.76468538507208,0,0,0,723.76468538507208,0]
["2005-11-18",2005,322,{"$f":"VLOOKUP($A7265,Rainfall!$D$3:$Q$10959,Hydrology!$D$1,FALSE)","v":0},{"$f":"MAX((D7265-'Farm data entry'!$D$24)*'Farm data entry'!$D$23,0)*10*'Farm data entry'!$D$10","v":0},{"$f":"AND(C7265>='Farm data entry'!$E$15,Hydrology!C7265<='Farm data entry'!$E$16)","v":false},0,{"$f":"VLOOKUP($A7265,ETo!$A$3:$N$10959,Hydrology!$D$1,FALSE)","v":0},{"$f":"(H7265*'Farm data entry'!$D$25)","v":0},{"$f":"kc(C7265,Kc!$E$9:$H$9,Kc!$I$9:$K$9)","v":0},0,{"$f":"K7265*10*'Farm data entry'!$E$22","v":0},{"$f":"(L7265*'Farm data entry'!$D$14)","v":0},0,0,0,723.76468538507208,0,0,0,723.76468538507208,0,0,0,723.76468538507208,0]
["2005-12-03",2005,337,{"$f":"VLOOKUP($A7280,Rainfall!$D$3:$Q$10959,Hydrology!$D$1,FALSE)","v":2.499999984},{"$f":"MAX((D7280-'Farm data entry'!$D$24)*'Farm data entry'!$D$23,0)*10*'Farm data entry'!$D$10","v":9.4999996959999997},{"$f":"AND(C7280>='Farm data entry'!$E$15,Hydrology!C7280<='Farm data entry'!$E$16)","v":false},0,{"$f":"VLOOKUP($A7280,ETo!$A$3:$N$10959,Hydrology!$D$1,FALSE)","v":0.36123574000000003},{"$f":"(H7280*'Farm data entry'!$D$25)","v":0.252865018},{"$f":"kc(C7280,Kc!$E$9:$H$9,Kc!$I$9:$K$9)","v":0},0,{"$f":"K7280*10*'Farm data entry'!$E$22","v":0},{"$f":"(L7280*'Farm data entry'!$D$14)","v":0},0,0,0,723.76468538507208,0,0,0,723.76468538507208,0,0,0,723.76468538507208,0]
["2005-12-14",2005,348,{"$f":"VLOOKUP($A7291,Rainfall!$D$3:$Q$10959,Hydrology!$D$1,FALSE)","v":0},{"$f":"MAX((D7291-'Farm data entry'!$D$24)*'Farm data entry'!$D$23,0)*10*'Farm data entry'!$D$10","v":0},{"$f":"AND(C7291>='Farm data entry'!$E$15,Hydrology!C7291<='Farm data entry'!$E$16)","v":false},0,{"$f":"VLOOKUP($A7291,ETo!$A$3:$N$10959,Hydrology!$D$1,FALSE)","v":0.1171948},{"$f":"(H7291*'Farm data entry'!$D$25)","v":8.2036360000000003E-2},{"$f":"kc(C7291,Kc!$E$9:$H$9,Kc!$I$9:$K$9)","v":0},0,{"$f":"K7291*10*'Farm data entry'!$E$22","v":0},{"$f":"(L7291*'Farm data entry'!$D$14)","v":0},0,0,0,723.76468538507208,0,0,0,723.76468538507208,0,0,0,723.76468538507208,0]
["2005-12-24",{"$f":"YEAR(A7301)","v":2005},358,{"$f":"VLOOKUP($A7301,Rainfall!$D$3:$Q$10959,Hydrology!$D$1,FALSE)","v":0},{"$f":"MAX((D7301-'Farm data entry'!$D$24)*'Farm data entry'!$D$23,0)*10*'Farm data entry'!$D$10","v":0},{"$f":"AND(C7301>='Farm data entry'!$E$15,Hydrology!C7301<='Farm data entry'!$E$16)","v":false},0,{"$f":"VLOOKUP($A7301,ETo!$A$3:$N$10959,Hydrology!$D$1,FALSE)","v":0},{"$f":"(H7301*'Farm data entry'!$D$25)","v":0},{"$f":"kc(C7301,Kc!$E$9:$H$9,Kc!$I$9:$K$9)","v":0},0,{"$f":"K7301*10*'Farm data entry'!$E$22","v":0},{"$f":"(L7301*'Farm data entry'!$D$14)","v":0},{"$f":"SUM(L7301:M7301)","v":0},0,0,723.76468538507208,{"$f":"$N7301-O7301","v":0},{"$f":"MIN($N7301,U7300+$G7301)","v":0},{"$f":"MAX(U7300+$G7301-$N7301-T$1,0)","v":0},{"$f":"MIN(U7300-S7301+$G7301,T$1)","v":723.76468538507208},{"$f":"$N7301-S7301","v":0},{"$f":"MIN($N7301,Y7300+$G7301)","v":0},{"$f":"MAX(Y7300+$G7301-$N7301-X$1,0)","v":0},{"$f":"MIN(Y7300-W7301+$G7301,X$1)","v":723.76468538507208},{"$f":"$N7301-W7301","v":0}]
["2006-01-02",2006,2,{"$f":"VLOOKUP($A7310,Rainfall!$D$3:$Q$10959,Hydrology!$D$1,FALSE)","v":0},{"$f":"MAX((D7310-'Farm data entry'!$D$24)*'Farm data entry'!$D$23,0)*10*'Farm data entry'!$D$10","v":0},{"$f":"AND(C7310>='Farm data entry'!$E$15,Hydrology!C7310<='Farm data entry'!$E$16)","v":false},0,{"$f":"VLOOKUP($A7310,ETo!$A$3:$N$10959,Hydrology!$D$1,FALSE)","v":1.1292893E-2},{"$f":"(H7310*'Farm data entry'!$D$25)","v":7.9050250999999992E-3},{"$f":"kc(C7310,Kc!$E$9:$H$9,Kc!$I$9:$K$9)","v":0},0,{"$f":"K7310*10*'Farm data entry'!$E$22","v":0},{"$f":"(L7310*'Farm data entry'!$D$14)","v":0},0,0,0,723.76468538507208,0,0,0,723.76468538507208,0,0,0,723.76468538507208,0]
["2006-01-13",2006,13,{"$f":"VLOOKUP($A7321,Rainfall!$D$3:$Q$10959,Hydrology!$D$1,FALSE)","v":0},{"$f":"MAX((D7321-'Farm data entry'!$D$24)*'Farm data entry'!$D$23,0)*10*'Farm data entry'!$D$10","v":0},{"$f":"AND(C7321>='Farm data entry'!$E$15,Hydrology!C7321<='Farm data entry'!$E$16)","v":false},0,{"$f":"VLOOKUP($A7321,ETo!$A$3:$N$10959,Hydrology!$D$1,FALSE)","v":0.37631604000000002},{"$f":"(H7321*'Farm data entry'!$D$25)","v":0.26342122800000001},{"$f":"kc(C7321,Kc!$E$9:$H$9,Kc!$I$9:$K$9)","v":0},0,{"$f":"K7321*10*'Farm data entry'!$E$22","v":0},{"$f":"(L7321*'Farm data entry'!$D$14)","v":0},0,0,0,723.76468538507208,0,0,0,723.76468538507208,0,0,0,723.76468538507208,0]
["2006-01-17",2006,17,{"$f":"VLOOKUP($A7325,Rainfall!$D$3:$Q$10959,Hydrology!$D$1,FALSE)","v":1.7999999711999999},{"$f":"MAX((D7325-'Farm data entry'!$D$24)*'Farm data entry'!$D$23,0)*10*'Farm data entry'!$D$10","v":0},{"$f":"AND(C7325>='Farm data entry'!$E$15,Hydrology!C7325<='Farm data entry'!$E$16)","v":false},0,{"$f":"VLOOKUP($A7325,ETo!$A$3:$N$10959,Hydrology!$D$1,FALSE)","v":0.2255479},{"$f":"(H7325*'Farm data entry'!$D$25)","v":0.15788352999999999},{"$f":"kc(C7325,Kc!$E$9:$H$9,Kc!$I$9:$K$9)","v":0},0,{"$f":"K7325*10*'Farm data entry'!$E$22","v":0},{"$f":"(L7325*'Farm data entry'!$D$14)","v":0},0,0,0,723.76468538507208,0,0,0,723.76468538507208,0,0,0,723.76468538507208,0]
["2006-01-28",2006,28,{"$f":"VLOOKUP($A7336,Rainfall!$D$3:$Q$10959,Hydrology!$D$1,FALSE)","v":0.49999999680000001},{"$f":"MAX((D7336-'Farm data entry'!$D$24)*'Farm data entry'!$D$23,0)*10*'Farm data entry'!$D$10","v":0},{"$f":"AND(C7336>='Farm data entry'!$E$15,Hydrology!C7336<='Farm data entry'!$E$16)","v":false},0,{"$f":"VLOOKUP($A7336,ETo!$A$3:$N$10959,Hydrology!$D$1,FALSE)","v":0.50236970000000003},{"$f":"(H7336*'Farm data entry'!$D$25)","v":0.35165879},{"$f":"kc(C7336,Kc!$E$9:$H$9,Kc!$I$9:$K$9)","v":0},0,{"$f":"K7336*10*'Farm data entry'!$E$22","v":0},{"$f":"(L7336*'Farm data entry'!$D$14)","v":0},0,0,0,723.76468538507208,0,0,0,723.76468538507208,0,0,0,723.76468538507208,0]
["2006-02-02",2006,33,{"$f":"VLOOKUP($A7341,Rainfall!$D$3:$Q$10959,Hydrology!$D$1,FALSE)","v":0},{"$f":"MAX((D7341-'Farm data entry'!$D$24)*'Farm data entry'!$D$23,0)*10*'Farm data entry'!$D$10","v":0},{"$f":"AND(C7341>='Farm data entry'!$E$15,Hydrology!C7341<='Farm data entry'!$E$16)","v":false},0,{"$f":"VLOOKUP($A7341,ETo!$A$3:$N$10959,Hydrology!$D$1,FALSE)","v":9.8777950000000003E-2},{"$f":"(H7341*'Farm data entry'!$D$25)","v":6.9144564999999991E-2},{"$f":"kc(C7341,Kc!$E$9:$H$9,Kc!$I$9:$K$9)","v":0},0,{"$f":"K7341*10*'Farm data entry'!$E$22","v":0},{"$f":"(L7341*'Farm data entry'!$D$14)","v":0},0,0,0,723.76468538507208,0,0,0,723.76468538507208,0,0,0,723.76468538507208,0]
["2006-02-17",2006,48,{"$f":"VLOOKUP($A7356,Rainfall!$D$3:$Q$10959,Hydrology!$D$1,FALSE)","v":0},{"$f":"MAX((D7356-'Farm data entry'!$D$24)*'Farm data entry'!$D$23,0)*10*'Farm data entry'!$D$10","v":0},{"$f":"AND(C7356>='Farm data entry'!$E$15,Hydrology!C7356<='Farm data entry'!$E$16)","v":false},0,{"$f":"VLOOKUP($A7356,ETo!$A$3:$N$10959,Hydrology!$D$1,FALSE)","v":0.6244632},{"$f":"(H7356*'Farm data entry'!$D$25)","v":0.43712424},{"$f":"kc(C7356,Kc!$E$9:$H$9,Kc!$I$9:$K$9)","v":0},0,{"$f":"K7356*10*'Farm data entry'!$E$22","v":0},{"$f":"(L7356*'Farm data entry'!$D$14)","v":0},0,0,0,723.76468538507208,0,0,0,723.76468538507208,0,0,0,723.76468538507208,0]
["2006-02-27",2006,58,{"$f":"VLOOKUP($A7366,Rainfall!$D$3:$Q$10959,Hydrology!$D$1,FALSE)","v":0.60000000480000004},{"$f":"MAX((D7366-'Farm data entry'!$D$24)*'Farm data entry'!$D$23,0)*10*'Farm data entry'!$D$10","v":0},{"$f":"AND(C7366>='Farm data entry'!$E$15,Hydrology!C7366<='Farm data entry'!$E$16)","v":false},0,{"$f":"VLOOKUP($A7366,ETo!$A$3:$N$10959,Hydrology!$D$1,FALSE)","v":0.52019479999999996},{"$f":"(H7366*'Farm data entry'!$D$25)","v":0.36413635999999994},{"$f":"kc(C7366,Kc!$E$9:$H$9,Kc!$I$9:$K$9)","v":0},0,{"$f":"K7366*10*'Farm data entry'!$E$22","v":0},{"$f":"(L7366*'Farm data entry'!$D$14)","v":0},0,0,0,723.76468538507208,0,0,0,723.76468538507208,0,0,0,723.76468538507208,0]
["2006-03-04",2006,63,{"$f":"VLOOKUP($A7371,Rainfall!$D$3:$Q$10959,Hydrology!$D$1,FALSE)","v":0},{"$f":"MAX((D7371-'Farm data entry'!$D$24)*'Farm data entry'!$D$23,0)*10*'Farm data entry'!$D$10","v":0},{"$f":"AND(C7371>='Farm data entry'!$E$15,Hydrology!C7371<='Farm data entry'!$E$16)","v":true},0,{"$f":"VLOOKUP($A7371,ETo!$A$3:$N$10959,Hydrology!$D$1,FALSE)","v":0.89587050000000001},{"$f":"(H7371*'Farm data entry'!$D$25)","v":0.62710935000000001},{"$f":"kc(C7371,Kc!$E$9:$H$9,Kc!$I$9:$K$9)","v":0},0,{"$f":"K7371*10*'Farm data entry'!$E$22","v":0},{"$f":"(L7371*'Farm data entry'!$D$14)","v":0},0,0,0,723.76468538507208,0,0,0,723.76468538507208,0,0,0,723.76468538507208,0]
["2006-03-19",2006,78,{"$f":"VLOOKUP($A7386,Rainfall!$D$3:$Q$10959,Hydrology!$D$1,FALSE)","v":0},{"$f":"MAX((D7386-'Farm data entry'!$D$24)*'Farm data entry'!$D$23,0)*10*'Farm data entry'!$D$10","v":0},{"$f":"AND(C7386>='Farm data entry'!$E$15,Hydrology!C7386<='Farm data entry'!$E$16)","v":true},0,{"$f":"VLOOKUP($A7386,ETo!$A$3:$N$10959,Hydrology!$D$1,FALSE)","v":1.2880925000000001},{"$f":"(H7386*'Farm data entry'!$D$25)","v":0.90166475000000001},{"$f":"kc(C7386,Kc!$E$9:$H$9,Kc!$I$9:$K$9)","v":0},0,{"$f":"K7386*10*'Farm data entry'!$E$22","v":0},{"$f":"(L7386*'Farm data entry'!$D$14)","v":0},0,0,0,862.46468179787212,0,0,0,862.46468179787212,0,0,0,862.46468179787212,0]
["2006-03-23",2006,82,{"$f":"VLOOKUP($A7390,Rainfall!$D$3:$Q$10959,Hydrology!$D$1,FALSE)","v":2.9000000160000003},{"$f":"MAX((D7390-'Farm data entry'!$D$24)*'Farm data entry'!$D$23,0)*10*'Farm data entry'!$D$10","v":17.100000304000005},{"$f":"AND(C7390>='Farm data entry'!$E$15,Hydrology!C7390<='Farm data entry'!$E$16)","v":true},17.100000304000005,{"$f":"VLOOKUP($A7390,ETo!$A$3:$N$10959,Hydrology!$D$1,FALSE)","v":1.6840225},{"$f":"(H7390*'Farm data entry'!$D$25)","v":1.1788157499999998},{"$f":"kc(C7390,Kc!$E$9:$H$9,Kc!$I$9:$K$9)","v":0},0,{"$f":"K7390*10*'Farm data entry'!$E$22","v":0},{"$f":"(L7390*'Farm data entry'!$D$14)","v":0},0,0,0,879.56468210187211,0,0,0,879.56468210187211,0,0,0,879.56468210187211,0]
["2006-04-03",2006,93,{"$f":"VLOOKUP($A7401,Rainfall!$D$3:$Q$10959,Hydrology!$D$1,FALSE)","v":0},{"$f":"MAX((D7401-'Farm data entry'!$D$24)*'Farm data entry'!$D$23,0)*10*'Farm data entry'!$D$10","v":0},{"$f":"AND(C7401>='Farm data entry'!$E$15,Hydrology!C7401<='Farm data entry'!$E$16)","v":true},0,{"$f":"VLOOKUP($A7401,ETo!$A$3:$N$10959,Hydrology!$D$1,FALSE)","v":1.8575116},{"$f":"(H7401*'Farm data entry'!$D$25)","v":1.3002581199999999},{"$f":"kc(C7401,Kc!$E$9:$H$9,Kc!$I$9:$K$9)","v":0.40294117647058825},0.52392753658823521,{"$f":"K7401*10*'Farm data entry'!$E$22","v":10.478550731764704},{"$f":"(L7401*'Farm data entry'!$D$14)","v":1.5717826097647056},12.050333341529409,12.050333341529409,0,977.82197196247057,0,12.050333341529409,0,1366.5866720003426,0,12.050333341529409,0,1366.5866720003426,0]
["2006-04-14",2006,104,{"$f":"VLOOKUP($A7412,Rainfall!$D$3:$Q$10959,Hydrology!$D$1,FALSE)","v":0.90000002879999996},{"$f":"MAX((D7412-'Farm data entry'!$D$24)*'Farm data entry'!$D$23,0)*10*'Farm data entry'!$D$10","v":0},{"$f":"AND(C7412>='Farm data entry'!$E$15,Hydrology!C7412<='Farm data entry'!$E$16)","v":true},0,{"$f":"VLOOKUP($A7412,ETo!$A$3:$N$10959,Hydrology!$D$1,FALSE)","v":1.4540021000000001},{"$f":"(H7412*'Farm data entry'!$D$25)","v":1.01780147},{"$f":"kc(C7412,Kc!$E$9:$H$9,Kc!$I$9:$K$9)","v":0.43529411764705883},0.44304299282352944,{"$f":"K7412*10*'Farm data entry'!$E$22","v":8.8608598564705883},{"$f":"(L7412*'Farm data entry'!$D$14)","v":1.3291289784705882},10.189988834941177,10.189988834941177,0,967.11155349238231,0,10.189988834941177,0,1940.9288364031363,0,10.189988834941177,0,1940.9288364031363,0]
["2006-04-29",2006,119,{"$f":"VLOOKUP($A7427,Rainfall!$D$3:$Q$10959,Hydrology!$D$1,FALSE)","v":0.39999998880000004},{"$f":"MAX((D7427-'Farm data entry'!$D$24)*'Farm data entry'!$D$23,0)*10*'Farm data entry'!$D$10","v":0},{"$f":"AND(C7427>='Farm data entry'!$E$15,Hydrology!C7427<='Farm data entry'!$E$16)","v":true},0,{"$f":"VLOOKUP($A7427,ETo!$A$3:$N$10959,Hydrology!$D$1,FALSE)","v":2.0068419999999998},{"$f":"(H7427*'Farm data entry'!$D$25)","v":1.4047893999999999},{"$f":"kc(C7427,Kc!$E$9:$H$9,Kc!$I$9:$K$9)","v":0.47941176470588237},0.67347256529411759,{"$f":"K7427*10*'Farm data entry'!$E$22","v":13.469451305882352},{"$f":"(L7427*'Farm data entry'!$D$14)","v":2.0204176958823528},15.489869001764704,15.489869001764704,0,848.01256904348531,0,15.489869001764704,0,1829.5581132421576,0,15.489869001764704,0,1829.5581132421576,0]
["2006-05-08",2006,128,{"$f":"VLOOKUP($A7436,Rainfall!$D$3:$Q$10959,Hydrology!$D$1,FALSE)","v":2.0999999520000001},{"$f":"MAX((D7436-'Farm data entry'!$D$24)*'Farm data entry'!$D$23,0)*10*'Farm data entry'!$D$10","v":1.8999990880000019},{"$f":"AND(C7436>='Farm data entry'!$E$15,Hydrology!C7436<='Farm data entry'!$E$16)","v":true},1.8999990880000019,{"$f":"VLOOKUP($A7436,ETo!$A$3:$N$10959,Hydrology!$D$1,FALSE)","v":1.3254474000000001},{"$f":"(H7436*'Farm data entry'!$D$25)","v":0.92781318000000002},{"$f":"kc(C7436,Kc!$E$9:$H$9,Kc!$I$9:$K$9)","v":0.50588235294117645},0.4693643145882353,{"$f":"K7436*10*'Farm data entry'!$E$22","v":9.3872862917647062},{"$f":"(L7436*'Farm data entry'!$D$14)","v":1.4080929437647058},10.795379235529412,10.795379235529412,0,982.70398615437364,0,10.795379235529412,0,1964.2495303530457,0,10.795379235529412,0,1964.2495303530457,0]
["2006-05-14",2006,134,{"$f":"VLOOKUP($A7442,Rainfall!$D$3:$Q$10959,Hydrology!$D$1,FALSE)","v":0.19999999872000002},{"$f":"MAX((D7442-'Farm data entry'!$D$24)*'Farm data entry'!$D$23,0)*10*'Farm data entry'!$D$10","v":0},{"$f":"AND(C7442>='Farm data entry'!$E$15,Hydrology!C7442<='Farm data entry'!$E$16)","v":true},0,{"$f":"VLOOKUP($A7442,ETo!$A$3:$N$10959,Hydrology!$D$1,FALSE)","v":1.4061790999999999},{"$f":"(H7442*'Farm data entry'!$D$25)","v":0.98432536999999987},{"$f":"kc(C7442,Kc!$E$9:$H$9,Kc!$I$9:$K$9)","v":0.52352941176470591},0.51532328194117638,{"$f":"K7442*10*'Farm data entry'!$E$22","v":10.306465638823529},{"$f":"(L7442*'Farm data entry'!$D$14)","v":1.5459698458235291},11.852435484647058,11.852435484647058,0,852.77548146731499,0,11.852435484647058,0,1834.3210256659868,0,11.852435484647058,0,1834.3210256659868,0]
["2006-05-29",2006,149,{"$f":"VLOOKUP($A7457,Rainfall!$D$3:$Q$10959,Hydrology!$D$1,FALSE)","v":3.8000001312},{"$f":"MAX((D7457-'Farm data entry'!$D$24)*'Farm data entry'!$D$23,0)*10*'Farm data entry'!$D$10","v":34.200002492799996},{"$f":"AND(C7457>='Farm data entry'!$E$15,Hydrology!C7457<='Farm data entry'!$E$16)","v":true},34.200002492799996,{"$f":"VLOOKUP($A7457,ETo!$A$3:$N$10959,Hydrology!$D$1,FALSE)","v":2.1649299000000002},{"$f":"(H7457*'Farm data entry'!$D$25)","v":1.5154509300000001},{"$f":"kc(C7457,Kc!$E$9:$H$9,Kc!$I$9:$K$9)","v":0.56764705882352939},0.86024126320588234,{"$f":"K7457*10*'Farm data entry'!$E$22","v":17.204825264117648},{"$f":"(L7457*'Farm data entry'!$D$14)","v":2.5807237896176471},19.785549053735295,19.785549053735295,0,968.2192546112118,0,19.785549053735295,0,1968.2192546112117,0,19.785549053735295,0,2509.1684074647515,0]
["2006-06-05",2006,156,{"$f":"VLOOKUP($A7464,Rainfall!$D$3:$Q$10959,Hydrology!$D$1,FALSE)","v":0},{"$f":"MAX((D7464-'Farm data entry'!$D$24)*'Farm data entry'!$D$23,0)*10*'Farm data entry'!$D$10","v":0},{"$f":"AND(C7464>='Farm data entry'!$E$15,Hydrology!C7464<='Farm data entry'!$E$16)","v":true},0,{"$f":"VLOOKUP($A7464,ETo!$A$3:$N$10959,Hydrology!$D$1,FALSE)","v":3.2175438000000001},{"$f":"(H7464*'Farm data entry'!$D$25)","v":2.2522806599999998},{"$f":"kc(C7464,Kc!$E$9:$H$9,Kc!$I$9:$K$9)","v":0.58823529411764708},1.3248709764705882,{"$f":"K7464*10*'Farm data entry'!$E$22","v":26.497419529411765},{"$f":"(L7464*'Farm data entry'!$D$14)","v":3.9746129294117645},30.472032458823531,30.472032458823531,0,789.67652909847652,0,30.472032458823531,0,1789.6765290984763,0,30.472032458823531,0,2330.6256819520163,0]
["2006-06-13",2006,164,{"$f":"VLOOKUP($A7472,Rainfall!$D$3:$Q$10959,Hydrology!$D$1,FALSE)","v":3.9999999744000001},{"$f":"MAX((D7472-'Farm data entry'!$D$24)*'Farm data entry'!$D$23,0)*10*'Farm data entry'!$D$10","v":37.999999513600002},{"$f":"AND(C7472>='Farm data entry'!$E$15,Hydrology!C7472<='Farm data entry'!$E$16)","v":true},37.999999513600002,{"$f":"VLOOKUP($A7472,ETo!$A$3:$N$10959,Hydrology!$D$1,FALSE)","v":2.5496346999999999},{"$f":"(H7472*'Farm data entry'!$D$25)","v":1.7847442899999999},{"$f":"kc(C7472,Kc!$E$9:$H$9,Kc!$I$9:$K$9)","v":0.61176470588235299},1.0918435656470589,{"$f":"K7472*10*'Farm data entry'!$E$22","v":21.836871312941177},{"$f":"(L7472*'Farm data entry'!$D$14)","v":3.2755306969411766},25.112402009882352,25.112402009882352,0,520.15114633316489,0,25.112402009882352,0,1520.1511463331642,0,25.112402009882352,0,2061.1002991867044,0]
["2006-06-18",2006,169,{"$f":"VLOOKUP($A7477,Rainfall!$D$3:$Q$10959,Hydrology!$D$1,FALSE)","v":0},{"$f":"MAX((D7477-'Farm data entry'!$D$24)*'Farm data entry'!$D$23,0)*10*'Farm data entry'!$D$10","v":0},{"$f":"AND(C7477>='Farm data entry'!$E$15,Hydrology!C7477<='Farm data entry'!$E$16)","v":true},0,{"$f":"VLOOKUP($A7477,ETo!$A$3:$N$10959,Hydrology!$D$1,FALSE)","v":3.0058212000000002},{"$f":"(H7477*'Farm data entry'!$D$25)","v":2.10407484},{"$f":"kc(C7477,Kc!$E$9:$H$9,Kc!$I$9:$K$9)","v":0.62647058823529411},1.3181410027058824,{"$f":"K7477*10*'Farm data entry'!$E$22","v":26.362820054117648},{"$f":"(L7477*'Farm data entry'!$D$14)","v":3.9544230081176472},30.317243062235296,30.317243062235296,0,376.50787774148841,0,30.317243062235296,0,1376.5078777414878,0,30.317243062235296,0,1917.4570305950281,0]
["2006-06-29",2006,180,{"$f":"VLOOKUP($A7488,Rainfall!$D$3:$Q$10959,Hydrology!$D$1,FALSE)","v":0},{"$f":"MAX((D7488-'Farm data entry'!$D$24)*'Farm data entry'!$D$23,0)*10*'Farm data entry'!$D$10","v":0},{"$f":"AND(C7488>='Farm data entry'!$E$15,Hydrology!C7488<='Farm data entry'!$E$16)","v":true},0,{"$f":"VLOOKUP($A7488,ETo!$A$3:$N$10959,Hydrology!$D$1,FALSE)","v":4.2603374000000001},{"$f":"(H7488*'Farm data entry'!$D$25)","v":2.9822361799999997},{"$f":"kc(C7488,Kc!$E$9:$H$9,Kc!$I$9:$K$9)","v":0.6588235294117647},1.9647673656470586,{"$f":"K7488*10*'Farm data entry'!$E$22","v":39.295347312941175},{"$f":"(L7488*'Farm data entry'!$D$14)","v":5.8943020969411757},45.18964940988235,45.18964940988235,0,154.51016666319424,0,45.18964940988235,0,1154.5101666631942,0,45.18964940988235,0,1695.4593195167345,0]
["2006-07-13",2006,194,{"$f":"VLOOKUP($A7502,Rainfall!$D$3:$Q$10959,Hydrology!$D$1,FALSE)","v":0},{"$f":"MAX((D7502-'Farm data entry'!$D$24)*'Farm data entry'!$D$23,0)*10*'Farm data entry'!$D$10","v":0},{"$f":"AND(C7502>='Farm data entry'!$E$15,Hydrology!C7502<='Farm data entry'!$E$16)","v":true},0,{"$f":"VLOOKUP($A7502,ETo!$A$3:$N$10959,Hydrology!$D$1,FALSE)","v":3.1549746999999999},{"$f":"(H7502*'Farm data entry'!$D$25)","v":2.2084822899999996},{"$f":"kc(C7502,Kc!$E$9:$H$9,Kc!$I$9:$K$9)","v":0.7},1.5459376029999996,{"$f":"K7502*10*'Farm data entry'!$E$22","v":30.918752059999992},{"$f":"(L7502*'Farm data entry'!$D$14)","v":4.6378128089999988},35.556564868999992,0,0,0,35.556564868999992,35.556564868999992,0,637.15572153437677,0,35.556564868999992,0,1178.1048743879173,0]
["2006-07-18",2006,199,{"$f":"VLOOKUP($A7507,Rainfall!$D$3:$Q$10959,Hydrology!$D$1,FALSE)","v":0},{"$f":"MAX((D7507-'Farm data entry'!$D$24)*'Farm data entry'!$D$23,0)*10*'Farm data entry'!$D$10","v":0},{"$f":"AND(C7507>='Farm data entry'!$E$15,Hydrology!C7507<='Farm data entry'!$E$16)","v":true},0,{"$f":"VLOOKUP($A7507,ETo!$A$3:$N$10959,Hydrology!$D$1,FALSE)","v":5.1419119999999996},{"$f":"(H7507*'Farm data entry'!$D$25)","v":3.5993383999999993},{"$f":"kc(C7507,Kc!$E$9:$H$9,Kc!$I$9:$K$9)","v":0.71470588235294119},2.5724683270588229,{"$f":"K7507*10*'Farm data entry'!$E$22","v":51.44936654117646},{"$f":"(L7507*'Farm data entry'!$D$14)","v":7.7174049811764682},59.166771522352931,0,0,0,59.166771522352931,59.166771522352931,0,369.74407246172979,0,59.166771522352931,0,910.69322531527018,0]
["2006-07-29",2006,210,{"$f":"VLOOKUP($A7518,Rainfall!$D$3:$Q$10959,Hydrology!$D$1,FALSE)","v":0.19999999872000002},{"$f":"MAX((D7518-'Farm data entry'!$D$24)*'Farm data entry'!$D$23,0)*10*'Farm data entry'!$D$10","v":0},{"$f":"AND(C7518>='Farm data entry'!$E$15,Hydrology!C7518<='Farm data entry'!$E$16)","v":true},0,{"$f":"VLOOKUP($A7518,ETo!$A$3:$N$10959,Hydrology!$D$1,FALSE)","v":3.4183759999999999},{"$f":"(H7518*'Farm data entry'!$D$25)","v":2.3928631999999999},{"$f":"kc(C7518,Kc!$E$9:$H$9,Kc!$I$9:$K$9)","v":0.74705882352941178},1.7876095670588235,{"$f":"K7518*10*'Farm data entry'!$E$22","v":35.75219134117647},{"$f":"(L7518*'Farm data entry'!$D$14)","v":5.3628287011764701},41.115020042352938,0,0,0,41.115020042352938,32.820696710635744,0,0,8.2943233317171945,41.115020042352938,0,532.65482952182322,0]
["2006-08-14",2006,226,{"$f":"VLOOKUP($A7534,Rainfall!$D$3:$Q$10959,Hydrology!$D$1,FALSE)","v":1.2000000096000001},{"$f":"MAX((D7534-'Farm data entry'!$D$24)*'Farm data entry'!$D$23,0)*10*'Farm data entry'!$D$10","v":0},{"$f":"AND(C7534>='Farm data entry'!$E$15,Hydrology!C7534<='Farm data entry'!$E$16)","v":true},0,{"$f":"VLOOKUP($A7534,ETo!$A$3:$N$10959,Hydrology!$D$1,FALSE)","v":1.2332072999999999},{"$f":"(H7534*'Farm data entry'!$D$25)","v":0.86324510999999993},{"$f":"kc(C7534,Kc!$E$9:$H$9,Kc!$I$9:$K$9)","v":0.79411764705882348},0.68551817558823525,{"$f":"K7534*10*'Farm data entry'!$E$22","v":13.710363511764704},{"$f":"(L7534*'Farm data entry'!$D$14)","v":2.0565545267647054},15.766918038529409,15.766918038529409,0,39.736821402752938,0,15.766918038529409,0,39.736821402752938,0,15.766918038529409,0,189.8164298198468,0]
["2006-08-23",2006,235,{"$f":"VLOOKUP($A7543,Rainfall!$D$3:$Q$10959,Hydrology!$D$1,FALSE)","v":18.000000575999998},{"$f":"MAX((D7543-'Farm data entry'!$D$24)*'Farm data entry'!$D$23,0)*10*'Farm data entry'!$D$10","v":304.00001094399994},{"$f":"AND(C7543>='Farm data entry'!$E$15,Hydrology!C7543<='Farm data entry'!$E$16)","v":true},304.00001094399994,{"$f":"VLOOKUP($A7543,ETo!$A$3:$N$10959,Hydrology!$D$1,FALSE)","v":1.0649097999999999},{"$f":"(H7543*'Farm data entry'!$D$25)","v":0.74543685999999987},{"$f":"kc(C7543,Kc!$E$9:$H$9,Kc!$I$9:$K$9)","v":0.82058823529411762},0.61169671747058807,{"$f":"K7543*10*'Farm data entry'!$E$22","v":12.233934349411761},{"$f":"(L7543*'Farm data entry'!$D$14)","v":1.8350901524117642},14.069024501823526,14.069024501823526,0,312.03754525181762,0,14.069024501823526,0,312.03754525181762,0,14.069024501823526,0,462.11715366891144,0]
["2006-08-28",2006,240,{"$f":"VLOOKUP($A7548,Rainfall!$D$3:$Q$10959,Hydrology!$D$1,FALSE)","v":1.3999999392},{"$f":"MAX((D7548-'Farm data entry'!$D$24)*'Farm data entry'!$D$23,0)*10*'Farm data entry'!$D$10","v":0},{"$f":"AND(C7548>='Farm data entry'!$E$15,Hydrology!C7548<='Farm data entry'!$E$16)","v":true},0,{"$f":"VLOOKUP($A7548,ETo!$A$3:$N$10959,Hydrology!$D$1,FALSE)","v":2.478901},{"$f":"(H7548*'Farm data entry'!$D$25)","v":1.7352307},{"$f":"kc(C7548,Kc!$E$9:$H$9,Kc!$I$9:$K$9)","v":0.83529411764705885},1.4494279964705883,{"$f":"K7548*10*'Farm data entry'!$E$22","v":28.988559929411764},{"$f":"(L7548*'Farm data entry'!$D$14)","v":4.3482839894117644},33.336843918823526,33.336843918823526,0,261.43550427362942,0,33.336843918823526,0,261.43550427362942,0,33.336843918823526,0,411.51511269072324,0]
["2006-09-07",2006,250,{"$f":"VLOOKUP($A7558,Rainfall!$D$3:$Q$10959,Hydrology!$D$1,FALSE)","v":0},{"$f":"MAX((D7558-'Farm data entry'!$D$24)*'Farm data entry'!$D$23,0)*10*'Farm data entry'!$D$10","v":0},{"$f":"AND(C7558>='Farm data entry'!$E$15,Hydrology!C7558<='Farm data entry'!$E$16)","v":true},0,{"$f":"VLOOKUP($A7558,ETo!$A$3:$N$10959,Hydrology!$D$1,FALSE)","v":2.8529710000000001},{"$f":"(H7558*'Farm data entry'!$D$25)","v":1.9970797},{"$f":"kc(C7558,Kc!$E$9:$H$9,Kc!$I$9:$K$9)","v":0.85},1.6975177450000001,{"$f":"K7558*10*'Farm data entry'!$E$22","v":33.950354900000001},{"$f":"(L7558*'Farm data entry'!$D$14)","v":5.0925532349999996},39.042908134999998,25.762345490452972,0,0,13.280562644547025,25.762345490452972,0,0,13.280562644547025,39.042908134999998,0,136.7990457725468,0]
["2006-09-22",2006,265,{"$f":"VLOOKUP($A7573,Rainfall!$D$3:$Q$10959,Hydrology!$D$1,FALSE)","v":10.8},{"$f":"MAX((D7573-'Farm data entry'!$D$24)*'Farm data entry'!$D$23,0)*10*'Farm data entry'!$D$10","v":167.2},{"$f":"AND(C7573>='Farm data entry'!$E$15,Hydrology!C7573<='Farm data entry'!$E$16)","v":true},167.2,{"$f":"VLOOKUP($A7573,ETo!$A$3:$N$10959,Hydrology!$D$1,FALSE)","v":0.64640339999999996},{"$f":"(H7573*'Farm data entry'!$D$25)","v":0.45248237999999996},{"$f":"kc(C7573,Kc!$E$9:$H$9,Kc!$I$9:$K$9)","v":0.85},0.38461002299999997,{"$f":"K7573*10*'Farm data entry'!$E$22","v":7.6922004599999996},{"$f":"(L7573*'Farm data entry'!$D$14)","v":1.1538300689999998},8.8460305290000001,8.8460305290000001,0,168.93248722089999,0,8.8460305290000001,0,168.93248722089999,0,8.8460305290000001,0,177.90746242694684,0]
["2006-09-27",2006,270,{"$f":"VLOOKUP($A7578,Rainfall!$D$3:$Q$10959,Hydrology!$D$1,FALSE)","v":0},{"$f":"MAX((D7578-'Farm data entry'!$D$24)*'Farm data entry'!$D$23,0)*10*'Farm data entry'!$D$10","v":0},{"$f":"AND(C7578>='Farm data entry'!$E$15,Hydrology!C7578<='Farm data entry'!$E$16)","v":true},0,{"$f":"VLOOKUP($A7578,ETo!$A$3:$N$10959,Hydrology!$D$1,FALSE)","v":1.0478452},{"$f":"(H7578*'Farm data entry'!$D$25)","v":0.73349164},{"$f":"kc(C7578,Kc!$E$9:$H$9,Kc!$I$9:$K$9)","v":0.85},0.62346789400000002,{"$f":"K7578*10*'Farm data entry'!$E$22","v":12.46935788},{"$f":"(L7578*'Farm data entry'!$D$14)","v":1.8704036820000001},14.339761562,14.339761562,0,106.80092562650003,0,14.339761562,0,106.80092562650003,0,14.339761562,0,115.77590083254685,0]
["2006-10-12",2006,285,{"$f":"VLOOKUP($A7593,Rainfall!$D$3:$Q$10959,Hydrology!$D$1,FALSE)","v":0},{"$f":"MAX((D7593-'Farm data entry'!$D$24)*'Farm data entry'!$D$23,0)*10*'Farm data entry'!$D$10","v":0},{"$f":"AND(C7593>='Farm data entry'!$E$15,Hydrology!C7593<='Farm data entry'!$E$16)","v":true},0,{"$f":"VLOOKUP($A7593,ETo!$A$3:$N$10959,Hydrology!$D$1,FALSE)","v":0.82354099999999997},{"$f":"(H7593*'Farm data entry'!$D$25)","v":0.5764786999999999},{"$f":"kc(C7593,Kc!$E$9:$H$9,Kc!$I$9:$K$9)","v":0.5},0.28823934999999995,{"$f":"K7593*10*'Farm data entry'!$E$22","v":5.7647869999999992},{"$f":"(L7593*'Farm data entry'!$D$14)","v":0.8647180499999999},6.6295050499999988,6.6295050499999988,0,779.16787689577507,0,6.6295050499999988,0,779.16787689577507,0,6.6295050499999988,0,788.14285210182186,0]
["2006-10-18",2006,291,{"$f":"VLOOKUP($A7599,Rainfall!$D$3:$Q$10959,Hydrology!$D$1,FALSE)","v":3.7000000800000001},{"$f":"MAX((D7599-'Farm data entry'!$D$24)*'Farm data entry'!$D$23,0)*10*'Farm data entry'!$D$10","v":32.300001520000002},{"$f":"AND(C7599>='Farm data entry'!$E$15,Hydrology!C7599<='Farm data entry'!$E$16)","v":true},32.300001520000002,{"$f":"VLOOKUP($A7599,ETo!$A$3:$N$10959,Hydrology!$D$1,FALSE)","v":0.22857188000000001},{"$f":"(H7599*'Farm data entry'!$D$25)","v":0.160000316},{"$f":"kc(C7599,Kc!$E$9:$H$9,Kc!$I$9:$K$9)","v":0.35},5.60001106E-2,{"$f":"K7599*10*'Farm data entry'!$E$22","v":1.1200022119999999},{"$f":"(L7599*'Farm data entry'!$D$14)","v":0.16800033179999999},1.2880025438,1.2880025438,0,788.80096652717521,0,1.2880025438,0,788.80096652717521,0,1.2880025438,0,797.775941733222,0]
["2006-10-27",2006,300,{"$f":"VLOOKUP($A7608,Rainfall!$D$3:$Q$10959,Hydrology!$D$1,FALSE)","v":9.9999999360000008E-2},{"$f":"MAX((D7608-'Farm data entry'!$D$24)*'Farm data entry'!$D$23,0)*10*'Farm data entry'!$D$10","v":0},{"$f":"AND(C7608>='Farm data entry'!$E$15,Hydrology!C7608<='Farm data entry'!$E$16)","v":true},0,{"$f":"VLOOKUP($A7608,ETo!$A$3:$N$10959,Hydrology!$D$1,FALSE)","v":0.38328763999999999},{"$f":"(H7608*'Farm data entry'!$D$25)","v":0.268301348},{"$f":"kc(C7608,Kc!$E$9:$H$9,Kc!$I$9:$K$9)","v":0.125},3.3537668499999999E-2,{"$f":"K7608*10*'Farm data entry'!$E$22","v":0.67075337000000002},{"$f":"(L7608*'Farm data entry'!$D$14)","v":0.10061300550000001},0.77136637549999998,0.77136637549999998,0,997.58560914350005,0,0.77136637549999998,0,1411.3512939646748,0,0.77136637549999998,0,1420.3262691707216,0]
["2006-11-07",2006,311,{"$f":"VLOOKUP($A7619,Rainfall!$D$3:$Q$10959,Hydrology!$D$1,FALSE)","v":0},{"$f":"MAX((D7619-'Farm data entry'!$D$24)*'Farm data entry'!$D$23,0)*10*'Farm data entry'!$D$10","v":0},{"$f":"AND(C7619>='Farm data entry'!$E$15,Hydrology!C7619<='Farm data entry'!$E$16)","v":false},0,{"$f":"VLOOKUP($A7619,ETo!$A$3:$N$10959,Hydrology!$D$1,FALSE)","v":4.4727344000000002E-2},{"$f":"(H7619*'Farm data entry'!$D$25)","v":3.1309140800000003E-2},{"$f":"kc(C7619,Kc!$E$9:$H$9,Kc!$I$9:$K$9)","v":0},0,{"$f":"K7619*10*'Farm data entry'!$E$22","v":0},{"$f":"(L7619*'Farm data entry'!$D$14)","v":0},0,0,0,995.99884273150008,0,0,0,1409.7645275526747,0,0,0,1418.7395027587215,0]
["2006-11-11",2006,315,{"$f":"VLOOKUP($A7623,Rainfall!$D$3:$Q$10959,Hydrology!$D$1,FALSE)","v":0},{"$f":"MAX((D7623-'Farm data entry'!$D$24)*'Farm data entry'!$D$23,0)*10*'Farm data entry'!$D$10","v":0},{"$f":"AND(C7623>='Farm data entry'!$E$15,Hydrology!C7623<='Farm data entry'!$E$16)","v":false},0,{"$f":"VLOOKUP($A7623,ETo!$A$3:$N$10959,Hydrology!$D$1,FALSE)","v":0.60623709999999997},{"$f":"(H7623*'Farm data entry'!$D$25)","v":0.42436596999999998},{"$f":"kc(C7623,Kc!$E$9:$H$9,Kc!$I$9:$K$9)","v":0},0,{"$f":"K7623*10*'Farm data entry'!$E$22","v":0},{"$f":"(L7623*'Farm data entry'!$D$14)","v":0},0,0,0,995.99884273150008,0,0,0,1409.7645275526747,0,0,0,1418.7395027587215,0]
["2006-11-26",2006,330,{"$f":"VLOOKUP($A7638,Rainfall!$D$3:$Q$10959,Hydrology!$D$1,FALSE)","v":1.2000000096000001},{"$f":"MAX((D7638-'Farm data entry'!$D$24)*'Farm data entry'!$D$23,0)*10*'Farm data entry'!$D$10","v":0},{"$f":"AND(C7638>='Farm data entry'!$E$15,Hydrology!C7638<='Farm data entry'!$E$16)","v":false},0,{"$f":"VLOOKUP($A7638,ETo!$A$3:$N$10959,Hydrology!$D$1,FALSE)","v":0.32410552999999998},{"$f":"(H7638*'Farm data entry'!$D$25)","v":0.22687387099999998},{"$f":"kc(C7638,Kc!$E$9:$H$9,Kc!$I$9:$K$9)","v":0},0,{"$f":"K7638*10*'Farm data entry'!$E$22","v":0},{"$f":"(L7638*'Farm data entry'!$D$14)","v":0},0,0,0,995.99884273150008,0,0,0,1409.7645275526747,0,0,0,1418.7395027587215,0]
["2006-12-07",2006,341,{"$f":"VLOOKUP($A7649,Rainfall!$D$3:$Q$10959,Hydrology!$D$1,FALSE)","v":3.4000000992000001},{"$f":"MAX((D7649-'Farm data entry'!$D$24)*'Farm data entry'!$D$23,0)*10*'Farm data entry'!$D$10","v":26.600001884800001},{"$f":"AND(C7649>='Farm data entry'!$E$15,Hydrology!C7649<='Farm data entry'!$E$16)","v":false},0,{"$f":"VLOOKUP($A7649,ETo!$A$3:$N$10959,Hydrology!$D$1,FALSE)","v":0.94225729999999996},{"$f":"(H7649*'Farm data entry'!$D$25)","v":0.65958010999999994},{"$f":"kc(C7649,Kc!$E$9:$H$9,Kc!$I$9:$K$9)","v":0},0,{"$f":"K7649*10*'Farm data entry'!$E$22","v":0},{"$f":"(L7649*'Farm data entry'!$D$14)","v":0},0,0,0,995.99884273150008,0,0,0,1409.7645275526747,0,0,0,1418.7395027587215,0]
["2006-12-12",2006,346,{"$f":"VLOOKUP($A7654,Rainfall!$D$3:$Q$10959,Hydrology!$D$1,FALSE)","v":0.30000000671999999},{"$f":"MAX((D7654-'Farm data entry'!$D$24)*'Farm data entry'!$D$23,0)*10*'Farm data entry'!$D$10","v":0},{"$f":"AND(C7654>='Farm data entry'!$E$15,Hydrology!C7654<='Farm data entry'!$E$16)","v":false},0,{"$f":"VLOOKUP($A7654,ETo!$A$3:$N$10959,Hydrology!$D$1,FALSE)","v":0.23902127000000001},{"$f":"(H7654*'Farm data entry'!$D$25)","v":0.16731488899999999},{"$f":"kc(C7654,Kc!$E$9:$H$9,Kc!$I$9:$K$9)","v":0},0,{"$f":"K7654*10*'Farm data entry'!$E$22","v":0},{"$f":"(L7654*'Farm data entry'!$D$14)","v":0},0,0,0,995.99884273150008,0,0,0,1409.7645275526747,0,0,0,1418.7395027587215,0]
["2006-12-22",2006,356,{"$f":"VLOOKUP($A7664,Rainfall!$D$3:$Q$10959,Hydrology!$D$1,FALSE)","v":0},{"$f":"MAX((D7664-'Farm data entry'!$D$24)*'Farm data entry'!$D$23,0)*10*'Farm data entry'!$D$10","v":0},{"$f":"AND(C7664>='Farm data entry'!$E$15,Hydrology!C7664<='Farm data entry'!$E$16)","v":false},0,{"$f":"VLOOKUP($A7664,ETo!$A$3:$N$10959,Hydrology!$D$1,FALSE)","v":0},{"$f":"(H7664*'Farm data entry'!$D$25)","v":0},{"$f":"kc(C7664,Kc!$E$9:$H$9,Kc!$I$9:$K$9)","v":0},0,{"$f":"K7664*10*'Farm data entry'!$E$22","v":0},{"$f":"(L7664*'Farm data entry'!$D$14)","v":0},0,0,0,995.99884273150008,0,0,0,1409.7645275526747,0,0,0,1418.7395027587215,0]
["2007-01-06",2007,6,{"$f":"VLOOKUP($A7679,Rainfall!$D$3:$Q$10959,Hydrology!$D$1,FALSE)","v":9.5000000256000003},{"$f":"MAX((D7679-'Farm data entry'!$D$24)*'Farm data entry'!$D$23,0)*10*'Farm data entry'!$D$10","v":142.50000048640001},{"$f":"AND(C7679>='Farm data entry'!$E$15,Hydrology!C7679<='Farm data entry'!$E$16)","v":false},0,{"$f":"VLOOKUP($A7679,ETo!$A$3:$N$10959,Hydrology!$D$1,FALSE)","v":0},{"$f":"(H7679*'Farm data entry'!$D$25)","v":0},{"$f":"kc(C7679,Kc!$E$9:$H$9,Kc!$I$9:$K$9)","v":0},0,{"$f":"K7679*10*'Farm data entry'!$E$22","v":0},{"$f":"(L7679*'Farm data entry'!$D$14)","v":0},0,0,0,995.99884273150008,0,0,0,1409.7645275526747,0,0,0,1418.7395027587215,0]
["2007-01-11",2007,{"$f":"A7684-DATE(YEAR(A7684)-1,12,31)","v":11},{"$f":"VLOOKUP($A7684,Rainfall!$D$3:$Q$10959,Hydrology!$D$1,FALSE)","v":2.9000000160000003},{"$f":"MAX((D7684-'Farm data entry'!$D$24)*'Farm data entry'!$D$23,0)*10*'Farm data entry'!$D$10","v":17.100000304000005},{"$f":"AND(C7684>='Farm data entry'!$E$15,Hydrology!C7684<='Farm data entry'!$E$16)","v":false},{"$f":"E7684*F7684","v":0},{"$f":"VLOOKUP($A7684,ETo!$A$3:$N$10959,Hydrology!$D$1,FALSE)","v":1.3199193},{"$f":"(H7684*'Farm data entry'!$D$25)","v":0.92394350999999997},{"$f":"kc(C7684,Kc!$E$9:$H$9,Kc!$I$9:$K$9)","v":0},{"$f":"(J7684*I7684)","v":0},{"$f":"K7684*10*'Farm data entry'!$E$22","v":0},{"$f":"(L7684*'Farm data entry'!$D$14)","v":0},0,{"$f":"MIN($N7684,Q7683+$G7684)","v":0},{"$f":"MAX(Q7683+$G7684-$N7684-P$1,0)","v":0},{"$f":"MIN(Q7683-O7684+$G7684,P$1)","v":995.99884273150008},0,0,0,1409.7645275526747,0,0,0,1418.7395027587215,0]
["2007-01-24",2007,24,{"$f":"VLOOKUP($A7697,Rainfall!$D$3:$Q$10959,Hydrology!$D$1,FALSE)","v":1.2000000096000001},{"$f":"MAX((D7697-'Farm data entry'!$D$24)*'Farm data entry'!$D$23,0)*10*'Farm data entry'!$D$10","v":0},{"$f":"AND(C7697>='Farm data entry'!$E$15,Hydrology!C7697<='Farm data entry'!$E$16)","v":false},0,{"$f":"VLOOKUP($A7697,ETo!$A$3:$N$10959,Hydrology!$D$1,FALSE)","v":0.13050361999999999},{"$f":"(H7697*'Farm data entry'!$D$25)","v":9.1352533999999985E-2},{"$f":"kc(C7697,Kc!$E$9:$H$9,Kc!$I$9:$K$9)","v":0},0,{"$f":"K7697*10*'Farm data entry'!$E$22","v":0},{"$f":"(L7697*'Farm data entry'!$D$14)","v":0},0,0,0,995.99884273150008,0,0,0,1409.7645275526747,0,0,0,1418.7395027587215,0]
["2007-02-05",2007,36,{"$f":"VLOOKUP($A7709,Rainfall!$D$3:$Q$10959,Hydrology!$D$1,FALSE)","v":0},{"$f":"MAX((D7709-'Farm data entry'!$D$24)*'Farm data entry'!$D$23,0)*10*'Farm data entry'!$D$10","v":0},{"$f":"AND(C7709>='Farm data entry'!$E$15,Hydrology!C7709<='Farm data entry'!$E$16)","v":false},0,{"$f":"VLOOKUP($A7709,ETo!$A$3:$N$10959,Hydrology!$D$1,FALSE)","v":0.12329345999999999},{"$f":"(H7709*'Farm data entry'!$D$25)","v":8.6305421999999993E-2},{"$f":"kc(C7709,Kc!$E$9:$H$9,Kc!$I$9:$K$9)","v":0},0,{"$f":"K7709*10*'Farm data entry'!$E$22","v":0},{"$f":"(L7709*'Farm data entry'!$D$14)","v":0},0,0,0,995.99884273150008,0,0,0,1409.7645275526747,0,0,0,1418.7395027587215,0]
["2007-02-10",2007,41,{"$f":"VLOOKUP($A7714,Rainfall!$D$3:$Q$10959,Hydrology!$D$1,FALSE)","v":8.7999998399999999},{"$f":"MAX((D7714-'Farm data entry'!$D$24)*'Farm data entry'!$D$23,0)*10*'Farm data entry'!$D$10","v":129.19999695999999},{"$f":"AND(C7714>='Farm data entry'!$E$15,Hydrology!C7714<='Farm data entry'!$E$16)","v":false},0,{"$f":"VLOOKUP($A7714,ETo!$A$3:$N$10959,Hydrology!$D$1,FALSE)","v":0.19487597000000001},{"$f":"(H7714*'Farm data entry'!$D$25)","v":0.136413179},{"$f":"kc(C7714,Kc!$E$9:$H$9,Kc!$I$9:$K$9)","v":0},0,{"$f":"K7714*10*'Farm data entry'!$E$22","v":0},{"$f":"(L7714*'Farm data entry'!$D$14)","v":0},0,0,0,995.99884273150008,0,0,0,1409.7645275526747,0,0,0,1418.7395027587215,0]
["2007-02-21",2007,52,{"$f":"VLOOKUP($A7725,Rainfall!$D$3:$Q$10959,Hydrology!$D$1,FALSE)","v":1.3000000176000002},{"$f":"MAX((D7725-'Farm data entry'!$D$24)*'Farm data entry'!$D$23,0)*10*'Farm data entry'!$D$10","v":0},{"$f":"AND(C7725>='Farm data entry'!$E$15,Hydrology!C7725<='Farm data entry'!$E$16)","v":false},0,{"$f":"VLOOKUP($A7725,ETo!$A$3:$N$10959,Hydrology!$D$1,FALSE)","v":0.56237559999999998},{"$f":"(H7725*'Farm data entry'!$D$25)","v":0.39366291999999997},{"$f":"kc(C7725,Kc!$E$9:$H$9,Kc!$I$9:$K$9)","v":0},0,{"$f":"K7725*10*'Farm data entry'!$E$22","v":0},{"$f":"(L7725*'Farm data entry'!$D$14)","v":0},0,0,0,995.99884273150008,0,0,0,1409.7645275526747,0,0,0,1418.7395027587215,0]
["2007-03-02",2007,61,{"$f":"VLOOKUP($A7734,Rainfall!$D$3:$Q$10959,Hydrology!$D$1,FALSE)","v":7.2999999359999999},{"$f":"MAX((D7734-'Farm data entry'!$D$24)*'Farm data entry'!$D$23,0)*10*'Farm data entry'!$D$10","v":100.69999878399999},{"$f":"AND(C7734>='Farm data entry'!$E$15,Hydrology!C7734<='Farm data entry'!$E$16)","v":true},100.69999878399999,{"$f":"VLOOKUP($A7734,ETo!$A$3:$N$10959,Hydrology!$D$1,FALSE)","v":0.82474729999999996},{"$f":"(H7734*'Farm data entry'!$D$25)","v":0.57732310999999992},{"$f":"kc(C7734,Kc!$E$9:$H$9,Kc!$I$9:$K$9)","v":0},0,{"$f":"K7734*10*'Farm data entry'!$E$22","v":0},{"$f":"(L7734*'Farm data entry'!$D$14)","v":0},0,0,96.698841515500135,1000,0,0,0,1510.4645263366747,0,0,0,1519.4395015427215,0]
["2007-03-08",2007,67,{"$f":"VLOOKUP($A7740,Rainfall!$D$3:$Q$10959,Hydrology!$D$1,FALSE)","v":1.2000000096000001},{"$f":"MAX((D7740-'Farm data entry'!$D$24)*'Farm data entry'!$D$23,0)*10*'Farm data entry'!$D$10","v":0},{"$f":"AND(C7740>='Farm data entry'!$E$15,Hydrology!C7740<='Farm data entry'!$E$16)","v":true},0,{"$f":"VLOOKUP($A7740,ETo!$A$3:$N$10959,Hydrology!$D$1,FALSE)","v":0.96047280000000002},{"$f":"(H7740*'Farm data entry'!$D$25)","v":0.67233095999999992},{"$f":"kc(C7740,Kc!$E$9:$H$9,Kc!$I$9:$K$9)","v":0},0,{"$f":"K7740*10*'Farm data entry'!$E$22","v":0},{"$f":"(L7740*'Farm data entry'!$D$14)","v":0},0,0,0,1000,0,0,0,1934.1645457926747,0,0,0,1943.1395209987213,0]
["2007-03-23",2007,82,{"$f":"VLOOKUP($A7755,Rainfall!$D$3:$Q$10959,Hydrology!$D$1,FALSE)","v":1.5000000767999999},{"$f":"MAX((D7755-'Farm data entry'!$D$24)*'Farm data entry'!$D$23,0)*10*'Farm data entry'!$D$10","v":0},{"$f":"AND(C7755>='Farm data entry'!$E$15,Hydrology!C7755<='Farm data entry'!$E$16)","v":true},0,{"$f":"VLOOKUP($A7755,ETo!$A$3:$N$10959,Hydrology!$D$1,FALSE)","v":0.7214661},{"$f":"(H7755*'Farm data entry'!$D$25)","v":0.50502627},{"$f":"kc(C7755,Kc!$E$9:$H$9,Kc!$I$9:$K$9)","v":0},0,{"$f":"K7755*10*'Farm data entry'!$E$22","v":0},{"$f":"(L7755*'Farm data entry'!$D$14)","v":0},0,0,0,1000,0,0,0,1945.5645464614747,0,0,0,1954.5395216675213,0]
["2007-04-04",2007,94,{"$f":"VLOOKUP($A7767,Rainfall!$D$3:$Q$10959,Hydrology!$D$1,FALSE)","v":0},{"$f":"MAX((D7767-'Farm data entry'!$D$24)*'Farm data entry'!$D$23,0)*10*'Farm data entry'!$D$10","v":0},{"$f":"AND(C7767>='Farm data entry'!$E$15,Hydrology!C7767<='Farm data entry'!$E$16)","v":true},0,{"$f":"VLOOKUP($A7767,ETo!$A$3:$N$10959,Hydrology!$D$1,FALSE)","v":1.7749239999999999},{"$f":"(H7767*'Farm data entry'!$D$25)","v":1.2424468},{"$f":"kc(C7767,Kc!$E$9:$H$9,Kc!$I$9:$K$9)","v":0.40588235294117653},0.50428723058823532,{"$f":"K7767*10*'Farm data entry'!$E$22","v":10.085744611764706},{"$f":"(L7767*'Farm data entry'!$D$14)","v":1.512861691764706},11.598606303529412,11.598606303529412,0,963.57426036052937,0,11.598606303529412,0,1941.4388083420042,0,11.598606303529412,0,1950.4137835480508,0]
["2007-04-07",2007,97,{"$f":"VLOOKUP($A7770,Rainfall!$D$3:$Q$10959,Hydrology!$D$1,FALSE)","v":0},{"$f":"MAX((D7770-'Farm data entry'!$D$24)*'Farm data entry'!$D$23,0)*10*'Farm data entry'!$D$10","v":0},{"$f":"AND(C7770>='Farm data entry'!$E$15,Hydrology!C7770<='Farm data entry'!$E$16)","v":true},0,{"$f":"VLOOKUP($A7770,ETo!$A$3:$N$10959,Hydrology!$D$1,FALSE)","v":1.8654732000000001},{"$f":"(H7770*'Farm data entry'!$D$25)","v":1.3058312400000001},{"$f":"kc(C7770,Kc!$E$9:$H$9,Kc!$I$9:$K$9)","v":0.4147058823529412},0.54153589658823531,{"$f":"K7770*10*'Farm data entry'!$E$22","v":10.830717931764706},{"$f":"(L7770*'Farm data entry'!$D$14)","v":1.6246076897647059},12.455325621529411,12.455325621529411,0,923.4871362094118,0,12.455325621529411,0,1901.3516841908863,0,12.455325621529411,0,1910.3266593969329,0]
["2007-04-22",2007,112,{"$f":"VLOOKUP($A7785,Rainfall!$D$3:$Q$10959,Hydrology!$D$1,FALSE)","v":0},{"$f":"MAX((D7785-'Farm data entry'!$D$24)*'Farm data entry'!$D$23,0)*10*'Farm data entry'!$D$10","v":0},{"$f":"AND(C7785>='Farm data entry'!$E$15,Hydrology!C7785<='Farm data entry'!$E$16)","v":true},0,{"$f":"VLOOKUP($A7785,ETo!$A$3:$N$10959,Hydrology!$D$1,FALSE)","v":2.5154456999999999},{"$f":"(H7785*'Farm data entry'!$D$25)","v":1.7608119899999999},{"$f":"kc(C7785,Kc!$E$9:$H$9,Kc!$I$9:$K$9)","v":0.45882352941176474},0.80790197188235291,{"$f":"K7785*10*'Farm data entry'!$E$22","v":16.158039437647059},{"$f":"(L7785*'Farm data entry'!$D$14)","v":2.4237059156470586},18.581745353294117,18.581745353294117,0,681.5970784882943,0,18.581745353294117,0,1659.4616264697686,0,18.581745353294117,0,1668.4366016758152,0]
["2007-04-27",2007,117,{"$f":"VLOOKUP($A7790,Rainfall!$D$3:$Q$10959,Hydrology!$D$1,FALSE)","v":0},{"$f":"MAX((D7790-'Farm data entry'!$D$24)*'Farm data entry'!$D$23,0)*10*'Farm data entry'!$D$10","v":0},{"$f":"AND(C7790>='Farm data entry'!$E$15,Hydrology!C7790<='Farm data entry'!$E$16)","v":true},0,{"$f":"VLOOKUP($A7790,ETo!$A$3:$N$10959,Hydrology!$D$1,FALSE)","v":1.9862796},{"$f":"(H7790*'Farm data entry'!$D$25)","v":1.3903957199999999},{"$f":"kc(C7790,Kc!$E$9:$H$9,Kc!$I$9:$K$9)","v":0.47352941176470592},0.65839326741176474,{"$f":"K7790*10*'Farm data entry'!$E$22","v":13.167865348235296},{"$f":"(L7790*'Farm data entry'!$D$14)","v":1.9751798022352942},15.14304515047059,15.14304515047059,0,636.92582879894735,0,15.14304515047059,0,1614.7903767804214,0,15.14304515047059,0,1623.765351986468,0]
["2007-05-06",2007,126,{"$f":"VLOOKUP($A7799,Rainfall!$D$3:$Q$10959,Hydrology!$D$1,FALSE)","v":1.3000000176000002},{"$f":"MAX((D7799-'Farm data entry'!$D$24)*'Farm data entry'!$D$23,0)*10*'Farm data entry'!$D$10","v":0},{"$f":"AND(C7799>='Farm data entry'!$E$15,Hydrology!C7799<='Farm data entry'!$E$16)","v":true},0,{"$f":"VLOOKUP($A7799,ETo!$A$3:$N$10959,Hydrology!$D$1,FALSE)","v":1.5755062},{"$f":"(H7799*'Farm data entry'!$D$25)","v":1.1028543399999999},{"$f":"kc(C7799,Kc!$E$9:$H$9,Kc!$I$9:$K$9)","v":0.5},0.55142716999999997,{"$f":"K7799*10*'Farm data entry'!$E$22","v":11.0285434},{"$f":"(L7799*'Farm data entry'!$D$14)","v":1.6542815099999999},12.682824910000001,12.682824910000001,0,432.57382827968263,0,12.682824910000001,0,1410.4383762611567,0,12.682824910000001,0,1419.4133514672033,0]
["2007-05-22",2007,142,{"$f":"VLOOKUP($A7815,Rainfall!$D$3:$Q$10959,Hydrology!$D$1,FALSE)","v":9.9999999360000008E-2},{"$f":"MAX((D7815-'Farm data entry'!$D$24)*'Farm data entry'!$D$23,0)*10*'Farm data entry'!$D$10","v":0},{"$f":"AND(C7815>='Farm data entry'!$E$15,Hydrology!C7815<='Farm data entry'!$E$16)","v":true},0,{"$f":"VLOOKUP($A7815,ETo!$A$3:$N$10959,Hydrology!$D$1,FALSE)","v":3.5756527999999999},{"$f":"(H7815*'Farm data entry'!$D$25)","v":2.5029569599999997},{"$f":"kc(C7815,Kc!$E$9:$H$9,Kc!$I$9:$K$9)","v":0.54705882352941182},1.3692646898823528,{"$f":"K7815*10*'Farm data entry'!$E$22","v":27.385293797647059},{"$f":"(L7815*'Farm data entry'!$D$14)","v":4.107794069647059},31.493087867294118,31.493087867294118,0,605.46706832055315,0,31.493087867294118,0,1583.3316163020274,0,31.493087867294118,0,1592.306591508074,0]
["2007-06-02",2007,153,{"$f":"VLOOKUP($A7826,Rainfall!$D$3:$Q$10959,Hydrology!$D$1,FALSE)","v":0},{"$f":"MAX((D7826-'Farm data entry'!$D$24)*'Farm data entry'!$D$23,0)*10*'Farm data entry'!$D$10","v":0},{"$f":"AND(C7826>='Farm data entry'!$E$15,Hydrology!C7826<='Farm data entry'!$E$16)","v":true},0,{"$f":"VLOOKUP($A7826,ETo!$A$3:$N$10959,Hydrology!$D$1,FALSE)","v":4.0683829999999999},{"$f":"(H7826*'Farm data entry'!$D$25)","v":2.8478680999999999},{"$f":"kc(C7826,Kc!$E$9:$H$9,Kc!$I$9:$K$9)","v":0.57941176470588229},1.6500882814705879,{"$f":"K7826*10*'Farm data entry'!$E$22","v":33.001765629411757},{"$f":"(L7826*'Farm data entry'!$D$14)","v":4.9502648444117634},37.95203047382352,37.95203047382352,0,872.47149584982674,0,37.95203047382352,0,1850.3360438313007,0,37.95203047382352,0,1859.3110190373473,0]
["2007-06-08",2007,159,{"$f":"VLOOKUP($A7832,Rainfall!$D$3:$Q$10959,Hydrology!$D$1,FALSE)","v":0},{"$f":"MAX((D7832-'Farm data entry'!$D$24)*'Farm data entry'!$D$23,0)*10*'Farm data entry'!$D$10","v":0},{"$f":"AND(C7832>='Farm data entry'!$E$15,Hydrology!C7832<='Farm data entry'!$E$16)","v":true},0,{"$f":"VLOOKUP($A7832,ETo!$A$3:$N$10959,Hydrology!$D$1,FALSE)","v":1.6382242},{"$f":"(H7832*'Farm data entry'!$D$25)","v":1.1467569399999999},{"$f":"kc(C7832,Kc!$E$9:$H$9,Kc!$I$9:$K$9)","v":0.59705882352941175},0.68468134947058823,{"$f":"K7832*10*'Farm data entry'!$E$22","v":13.693626989411765},{"$f":"(L7832*'Farm data entry'!$D$14)","v":2.0540440484117646},15.74767103782353,15.74767103782353,0,794.77863072620903,0,15.74767103782353,0,1772.6431787076831,0,15.74767103782353,0,1781.6181539137297,0]
["2007-06-21",2007,172,{"$f":"VLOOKUP($A7845,Rainfall!$D$3:$Q$10959,Hydrology!$D$1,FALSE)","v":2.4000000192000002},{"$f":"MAX((D7845-'Farm data entry'!$D$24)*'Farm data entry'!$D$23,0)*10*'Farm data entry'!$D$10","v":7.6000003648000023},{"$f":"AND(C7845>='Farm data entry'!$E$15,Hydrology!C7845<='Farm data entry'!$E$16)","v":true},7.6000003648000023,{"$f":"VLOOKUP($A7845,ETo!$A$3:$N$10959,Hydrology!$D$1,FALSE)","v":3.1314695000000001},{"$f":"(H7845*'Farm data entry'!$D$25)","v":2.1920286500000001},{"$f":"kc(C7845,Kc!$E$9:$H$9,Kc!$I$9:$K$9)","v":0.63529411764705879},1.3925829070588236,{"$f":"K7845*10*'Farm data entry'!$E$22","v":27.851658141176472},{"$f":"(L7845*'Farm data entry'!$D$14)","v":4.1777487211764708},32.029406862352943,32.029406862352943,0,543.55578598221496,0,32.029406862352943,0,1521.420333963689,0,32.029406862352943,0,1530.3953091697356,0]
["2007-06-22",2007,173,{"$f":"VLOOKUP($A7846,Rainfall!$D$3:$Q$10959,Hydrology!$D$1,FALSE)","v":3.0000000672000002},{"$f":"MAX((D7846-'Farm data entry'!$D$24)*'Farm data entry'!$D$23,0)*10*'Farm data entry'!$D$10","v":19.000001276800003},{"$f":"AND(C7846>='Farm data entry'!$E$15,Hydrology!C7846<='Farm data entry'!$E$16)","v":true},19.000001276800003,{"$f":"VLOOKUP($A7846,ETo!$A$3:$N$10959,Hydrology!$D$1,FALSE)","v":2.0891047},{"$f":"(H7846*'Farm data entry'!$D$25)","v":1.4623732899999999},{"$f":"kc(C7846,Kc!$E$9:$H$9,Kc!$I$9:$K$9)","v":0.63823529411764701},0.93333824685294109,{"$f":"K7846*10*'Farm data entry'!$E$22","v":18.666764937058822},{"$f":"(L7846*'Farm data entry'!$D$14)","v":2.8000147405588232},21.466779677617644,21.466779677617644,0,541.08900758139737,0,21.466779677617644,0,1518.9535555628713,0,21.466779677617644,0,1527.9285307689179,0]
["2007-07-02",2007,183,{"$f":"VLOOKUP($A7856,Rainfall!$D$3:$Q$10959,Hydrology!$D$1,FALSE)","v":1.9999999872000001},{"$f":"MAX((D7856-'Farm data entry'!$D$24)*'Farm data entry'!$D$23,0)*10*'Farm data entry'!$D$10","v":0},{"$f":"AND(C7856>='Farm data entry'!$E$15,Hydrology!C7856<='Farm data entry'!$E$16)","v":true},0,{"$f":"VLOOKUP($A7856,ETo!$A$3:$N$10959,Hydrology!$D$1,FALSE)","v":1.9298865999999999},{"$f":"(H7856*'Farm data entry'!$D$25)","v":1.3509206199999999},{"$f":"kc(C7856,Kc!$E$9:$H$9,Kc!$I$9:$K$9)","v":0.66764705882352937},0.90193817864705872,{"$f":"K7856*10*'Farm data entry'!$E$22","v":18.038763572941175},{"$f":"(L7856*'Farm data entry'!$D$14)","v":2.705814535941176},20.744578108882351,20.744578108882351,0,953.43531699229413,0,20.744578108882351,0,1933.8996147055918,0,20.744578108882351,0,1942.8745899116384,0]
["2007-07-17",2007,198,{"$f":"VLOOKUP($A7871,Rainfall!$D$3:$Q$10959,Hydrology!$D$1,FALSE)","v":0.99999999360000003},{"$f":"MAX((D7871-'Farm data entry'!$D$24)*'Farm data entry'!$D$23,0)*10*'Farm data entry'!$D$10","v":0},{"$f":"AND(C7871>='Farm data entry'!$E$15,Hydrology!C7871<='Farm data entry'!$E$16)","v":true},0,{"$f":"VLOOKUP($A7871,ETo!$A$3:$N$10959,Hydrology!$D$1,FALSE)","v":2.7000630000000001},{"$f":"(H7871*'Farm data entry'!$D$25)","v":1.8900440999999999},{"$f":"kc(C7871,Kc!$E$9:$H$9,Kc!$I$9:$K$9)","v":0.71176470588235297},1.3452666829411764,{"$f":"K7871*10*'Farm data entry'!$E$22","v":26.905333658823526},{"$f":"(L7871*'Farm data entry'!$D$14)","v":4.0358000488235284},30.941133707647055,30.941133707647055,0,646.69210295006496,0,30.941133707647055,0,1646.692102950065,0,30.941133707647055,0,1704.7110631209976,0]
["2007-07-22",2007,{"$f":"A7876-DATE(YEAR(A7876)-1,12,31)","v":203},{"$f":"VLOOKUP($A7876,Rainfall!$D$3:$Q$10959,Hydrology!$D$1,FALSE)","v":0},{"$f":"MAX((D7876-'Farm data entry'!$D$24)*'Farm data entry'!$D$23,0)*10*'Farm data entry'!$D$10","v":0},{"$f":"AND(C7876>='Farm data entry'!$E$15,Hydrology!C7876<='Farm data entry'!$E$16)","v":true},{"$f":"E7876*F7876","v":0},{"$f":"VLOOKUP($A7876,ETo!$A$3:$N$10959,Hydrology!$D$1,FALSE)","v":2.9031259999999999},{"$f":"(H7876*'Farm data entry'!$D$25)","v":2.0321881999999998},{"$f":"kc(C7876,Kc!$E$9:$H$9,Kc!$I$9:$K$9)","v":0.72647058823529409},{"$f":"(J7876*I7876)","v":1.4763249570588233},{"$f":"K7876*10*'Farm data entry'!$E$22","v":29.526499141176465},{"$f":"(L7876*'Farm data entry'!$D$14)","v":4.4289748711764698},33.955474012352937,{"$f":"MIN($N7876,Q7875+$G7876)","v":33.955474012352937},{"$f":"MAX(Q7875+$G7876-$N7876-P$1,0)","v":0},{"$f":"MIN(Q7875-O7876+$G7876,P$1)","v":966.04452598764703},0,33.955474012352937,0,1966.0445259876471,0,33.955474012352937,0,2072.503064851333,0]
["2007-08-06",2007,218,{"$f":"VLOOKUP($A7891,Rainfall!$D$3:$Q$10959,Hydrology!$D$1,FALSE)","v":0},{"$f":"MAX((D7891-'Farm data entry'!$D$24)*'Farm data entry'!$D$23,0)*10*'Farm data entry'!$D$10","v":0},{"$f":"AND(C7891>='Farm data entry'!$E$15,Hydrology!C7891<='Farm data entry'!$E$16)","v":true},0,{"$f":"VLOOKUP($A7891,ETo!$A$3:$N$10959,Hydrology!$D$1,FALSE)","v":2.8476566999999999},{"$f":"(H7891*'Farm data entry'!$D$25)","v":1.9933596899999999},{"$f":"kc(C7891,Kc!$E$9:$H$9,Kc!$I$9:$K$9)","v":0.77058823529411757},1.5360595258235292,{"$f":"K7891*10*'Farm data entry'!$E$22","v":30.721190516470585},{"$f":"(L7891*'Farm data entry'!$D$14)","v":4.6081785774705875},35.329369093941175,35.329369093941175,0,645.70520954055905,0,35.329369093941175,0,1645.7052095405588,0,35.329369093941175,0,1974.6492823750093,0]
["2007-08-12",2007,224,{"$f":"VLOOKUP($A7897,Rainfall!$D$3:$Q$10959,Hydrology!$D$1,FALSE)","v":2.499999984},{"$f":"MAX((D7897-'Farm data entry'!$D$24)*'Farm data entry'!$D$23,0)*10*'Farm data entry'!$D$10","v":9.4999996959999997},{"$f":"AND(C7897>='Farm data entry'!$E$15,Hydrology!C7897<='Farm data entry'!$E$16)","v":true},9.4999996959999997,{"$f":"VLOOKUP($A7897,ETo!$A$3:$N$10959,Hydrology!$D$1,FALSE)","v":2.3102326},{"$f":"(H7897*'Farm data entry'!$D$25)","v":1.6171628199999999},{"$f":"kc(C7897,Kc!$E$9:$H$9,Kc!$I$9:$K$9)","v":0.78823529411764703},1.2747048110588235,{"$f":"K7897*10*'Farm data entry'!$E$22","v":25.49409622117647},{"$f":"(L7897*'Farm data entry'!$D$14)","v":3.8241144331764705},29.318210654352939,29.318210654352939,0,479.76020922861778,0,29.318210654352939,0,1479.7602092286179,0,29.318210654352939,0,1808.7042820630684,0]
["2007-08-21",2007,233,{"$f":"VLOOKUP($A7906,Rainfall!$D$3:$Q$10959,Hydrology!$D$1,FALSE)","v":0.60000000480000004},{"$f":"MAX((D7906-'Farm data entry'!$D$24)*'Farm data entry'!$D$23,0)*10*'Farm data entry'!$D$10","v":0},{"$f":"AND(C7906>='Farm data entry'!$E$15,Hydrology!C7906<='Farm data entry'!$E$16)","v":true},0,{"$f":"VLOOKUP($A7906,ETo!$A$3:$N$10959,Hydrology!$D$1,FALSE)","v":0.52606399999999998},{"$f":"(H7906*'Farm data entry'!$D$25)","v":0.36824479999999998},{"$f":"kc(C7906,Kc!$E$9:$H$9,Kc!$I$9:$K$9)","v":0.81470588235294117},0.30001120470588233,{"$f":"K7906*10*'Farm data entry'!$E$22","v":6.0002240941176463},{"$f":"(L7906*'Farm data entry'!$D$14)","v":0.90003361411764693},6.9002577082352934,6.9002577082352934,0,483.84345643843545,0,6.9002577082352934,0,1483.8434564384356,0,6.9002577082352934,0,1812.7875292728861,0]
["2007-09-05",2007,248,{"$f":"VLOOKUP($A7921,Rainfall!$D$3:$Q$10959,Hydrology!$D$1,FALSE)","v":0},{"$f":"MAX((D7921-'Farm data entry'!$D$24)*'Farm data entry'!$D$23,0)*10*'Farm data entry'!$D$10","v":0},{"$f":"AND(C7921>='Farm data entry'!$E$15,Hydrology!C7921<='Farm data entry'!$E$16)","v":true},0,{"$f":"VLOOKUP($A7921,ETo!$A$3:$N$10959,Hydrology!$D$1,FALSE)","v":1.4080043},{"$f":"(H7921*'Farm data entry'!$D$25)","v":0.98560300999999995},{"$f":"kc(C7921,Kc!$E$9:$H$9,Kc!$I$9:$K$9)","v":0.85},0.83776255849999992,{"$f":"K7921*10*'Farm data entry'!$E$22","v":16.755251169999998},{"$f":"(L7921*'Farm data entry'!$D$14)","v":2.5132876754999995},19.268538845499997,19.268538845499997,0,376.32062160644125,0,19.268538845499997,0,1376.3206216064416,0,19.268538845499997,0,1705.2646944408921,0]
["2007-09-14",2007,257,{"$f":"VLOOKUP($A7930,Rainfall!$D$3:$Q$10959,Hydrology!$D$1,FALSE)","v":0},{"$f":"MAX((D7930-'Farm data entry'!$D$24)*'Farm data entry'!$D$23,0)*10*'Farm data entry'!$D$10","v":0},{"$f":"AND(C7930>='Farm data entry'!$E$15,Hydrology!C7930<='Farm data entry'!$E$16)","v":true},0,{"$f":"VLOOKUP($A7930,ETo!$A$3:$N$10959,Hydrology!$D$1,FALSE)","v":1.4632814999999999},{"$f":"(H7930*'Farm data entry'!$D$25)","v":1.0242970499999999},{"$f":"kc(C7930,Kc!$E$9:$H$9,Kc!$I$9:$K$9)","v":0.85},0.87065249249999987,{"$f":"K7930*10*'Farm data entry'!$E$22","v":17.413049849999997},{"$f":"(L7930*'Farm data entry'!$D$14)","v":2.6119574774999994},20.025007327499996,20.025007327499996,0,169.30046524594127,0,20.025007327499996,0,1169.300465245942,0,20.025007327499996,0,1498.2445380803924,0]
["2007-09-20",2007,263,{"$f":"VLOOKUP($A7936,Rainfall!$D$3:$Q$10959,Hydrology!$D$1,FALSE)","v":9.9999999360000008E-2},{"$f":"MAX((D7936-'Farm data entry'!$D$24)*'Farm data entry'!$D$23,0)*10*'Farm data entry'!$D$10","v":0},{"$f":"AND(C7936>='Farm data entry'!$E$15,Hydrology!C7936<='Farm data entry'!$E$16)","v":true},0,{"$f":"VLOOKUP($A7936,ETo!$A$3:$N$10959,Hydrology!$D$1,FALSE)","v":1.3109341999999999},{"$f":"(H7936*'Farm data entry'!$D$25)","v":0.91765393999999989},{"$f":"kc(C7936,Kc!$E$9:$H$9,Kc!$I$9:$K$9)","v":0.85},0.78000584899999992,{"$f":"K7936*10*'Farm data entry'!$E$22","v":15.600116979999999},{"$f":"(L7936*'Farm data entry'!$D$14)","v":2.340017547},17.940134526999998,17.940134526999998,0,39.490862662441302,0,17.940134526999998,0,1039.4908626624417,0,17.940134526999998,0,1368.4349354968922,0]
["2007-10-01",2007,274,{"$f":"VLOOKUP($A7947,Rainfall!$D$3:$Q$10959,Hydrology!$D$1,FALSE)","v":11.099999808},{"$f":"MAX((D7947-'Farm data entry'!$D$24)*'Farm data entry'!$D$23,0)*10*'Farm data entry'!$D$10","v":172.89999635199996},{"$f":"AND(C7947>='Farm data entry'!$E$15,Hydrology!C7947<='Farm data entry'!$E$16)","v":true},172.89999635199996,{"$f":"VLOOKUP($A7947,ETo!$A$3:$N$10959,Hydrology!$D$1,FALSE)","v":0.27584794000000001},{"$f":"(H7947*'Farm data entry'!$D$25)","v":0.193093558},{"$f":"kc(C7947,Kc!$E$9:$H$9,Kc!$I$9:$K$9)","v":0.85},0.1641295243,{"$f":"K7947*10*'Farm data entry'!$E$22","v":3.2825904860000001},{"$f":"(L7947*'Farm data entry'!$D$14)","v":0.49238857289999999},3.7749790589000001,3.7749790589000001,0,410.45404594434126,0,3.7749790589000001,0,1410.4540459443413,0,3.7749790589000001,0,1739.3981187787915,0]
["2007-10-16",2007,289,{"$f":"VLOOKUP($A7962,Rainfall!$D$3:$Q$10959,Hydrology!$D$1,FALSE)","v":1.5999999552000002},{"$f":"MAX((D7962-'Farm data entry'!$D$24)*'Farm data entry'!$D$23,0)*10*'Farm data entry'!$D$10","v":0},{"$f":"AND(C7962>='Farm data entry'!$E$15,Hydrology!C7962<='Farm data entry'!$E$16)","v":true},0,{"$f":"VLOOKUP($A7962,ETo!$A$3:$N$10959,Hydrology!$D$1,FALSE)","v":0.57467290000000004},{"$f":"(H7962*'Farm data entry'!$D$25)","v":0.40227103000000003},{"$f":"kc(C7962,Kc!$E$9:$H$9,Kc!$I$9:$K$9)","v":0.4},0.16090841200000003,{"$f":"K7962*10*'Farm data entry'!$E$22","v":3.2181682400000007},{"$f":"(L7962*'Farm data entry'!$D$14)","v":0.48272523600000006},3.700893476000001,3.700893476000001,0,617.6705249350664,0,3.700893476000001,0,1617.6705249350666,0,3.700893476000001,0,1946.6145977695169,0]
["2007-10-21",2007,294,{"$f":"VLOOKUP($A7967,Rainfall!$D$3:$Q$10959,Hydrology!$D$1,FALSE)","v":0},{"$f":"MAX((D7967-'Farm data entry'!$D$24)*'Farm data entry'!$D$23,0)*10*'Farm data entry'!$D$10","v":0},{"$f":"AND(C7967>='Farm data entry'!$E$15,Hydrology!C7967<='Farm data entry'!$E$16)","v":true},0,{"$f":"VLOOKUP($A7967,ETo!$A$3:$N$10959,Hydrology!$D$1,FALSE)","v":0.34252640000000001},{"$f":"(H7967*'Farm data entry'!$D$25)","v":0.23976847999999998},{"$f":"kc(C7967,Kc!$E$9:$H$9,Kc!$I$9:$K$9)","v":0.27500000000000002},6.5936332E-2,{"$f":"K7967*10*'Farm data entry'!$E$22","v":1.3187266399999999},{"$f":"(L7967*'Farm data entry'!$D$14)","v":0.19780899599999999},1.516535636,1.516535636,0,602.69493601481645,0,1.516535636,0,1602.6949360148164,0,1.516535636,0,1931.6390088492667,0]
["2007-10-31",2007,304,{"$f":"VLOOKUP($A7977,Rainfall!$D$3:$Q$10959,Hydrology!$D$1,FALSE)","v":0},{"$f":"MAX((D7977-'Farm data entry'!$D$24)*'Farm data entry'!$D$23,0)*10*'Farm data entry'!$D$10","v":0},{"$f":"AND(C7977>='Farm data entry'!$E$15,Hydrology!C7977<='Farm data entry'!$E$16)","v":true},0,{"$f":"VLOOKUP($A7977,ETo!$A$3:$N$10959,Hydrology!$D$1,FALSE)","v":0.19608244},{"$f":"(H7977*'Farm data entry'!$D$25)","v":0.13725770799999998},{"$f":"kc(C7977,Kc!$E$9:$H$9,Kc!$I$9:$K$9)","v":2.5000000000000001E-2},3.4314426999999996E-3,{"$f":"K7977*10*'Farm data entry'!$E$22","v":6.8628853999999989E-2},{"$f":"(L7977*'Farm data entry'!$D$14)","v":1.0294328099999998E-2},7.8923182099999989E-2,7.8923182099999989E-2,0,648.99530137426655,0,7.8923182099999989E-2,0,1648.9953013742668,0,7.8923182099999989E-2,0,1977.939374208717,0]
["2007-11-05",2007,309,{"$f":"VLOOKUP($A7982,Rainfall!$D$3:$Q$10959,Hydrology!$D$1,FALSE)","v":9.9999999360000008E-2},{"$f":"MAX((D7982-'Farm data entry'!$D$24)*'Farm data entry'!$D$23,0)*10*'Farm data entry'!$D$10","v":0},{"$f":"AND(C7982>='Farm data entry'!$E$15,Hydrology!C7982<='Farm data entry'!$E$16)","v":false},0,{"$f":"VLOOKUP($A7982,ETo!$A$3:$N$10959,Hydrology!$D$1,FALSE)","v":0.21704406000000001},{"$f":"(H7982*'Farm data entry'!$D$25)","v":0.15193084200000001},{"$f":"kc(C7982,Kc!$E$9:$H$9,Kc!$I$9:$K$9)","v":0},0,{"$f":"K7982*10*'Farm data entry'!$E$22","v":0},{"$f":"(L7982*'Farm data entry'!$D$14)","v":0},0,0,0,648.99530137426655,0,0,0,1648.9953013742668,0,0,0,1977.939374208717,0]
["2007-11-18",2007,322,{"$f":"VLOOKUP($A7995,Rainfall!$D$3:$Q$10959,Hydrology!$D$1,FALSE)","v":11.600000064000001},{"$f":"MAX((D7995-'Farm data entry'!$D$24)*'Farm data entry'!$D$23,0)*10*'Farm data entry'!$D$10","v":182.40000121600002},{"$f":"AND(C7995>='Farm data entry'!$E$15,Hydrology!C7995<='Farm data entry'!$E$16)","v":false},0,{"$f":"VLOOKUP($A7995,ETo!$A$3:$N$10959,Hydrology!$D$1,FALSE)","v":0.72987539999999995},{"$f":"(H7995*'Farm data entry'!$D$25)","v":0.51091277999999996},{"$f":"kc(C7995,Kc!$E$9:$H$9,Kc!$I$9:$K$9)","v":0},0,{"$f":"K7995*10*'Farm data entry'!$E$22","v":0},{"$f":"(L7995*'Farm data entry'!$D$14)","v":0},0,0,0,648.99530137426655,0,0,0,1648.9953013742668,0,0,0,1977.939374208717,0]
["2007-11-30",2007,334,{"$f":"VLOOKUP($A8007,Rainfall!$D$3:$Q$10959,Hydrology!$D$1,FALSE)","v":8.7999998399999999},{"$f":"MAX((D8007-'Farm data entry'!$D$24)*'Farm data entry'!$D$23,0)*10*'Farm data entry'!$D$10","v":129.19999695999999},{"$f":"AND(C8007>='Farm data entry'!$E$15,Hydrology!C8007<='Farm data entry'!$E$16)","v":false},0,{"$f":"VLOOKUP($A8007,ETo!$A$3:$N$10959,Hydrology!$D$1,FALSE)","v":0.17409669},{"$f":"(H8007*'Farm data entry'!$D$25)","v":0.12186768299999999},{"$f":"kc(C8007,Kc!$E$9:$H$9,Kc!$I$9:$K$9)","v":0},0,{"$f":"K8007*10*'Farm data entry'!$E$22","v":0},{"$f":"(L8007*'Farm data entry'!$D$14)","v":0},0,0,0,648.99530137426655,0,0,0,1648.9953013742668,0,0,0,1977.939374208717,0]
["2007-12-05",2007,339,{"$f":"VLOOKUP($A8012,Rainfall!$D$3:$Q$10959,Hydrology!$D$1,FALSE)","v":4.5999999360000006},{"$f":"MAX((D8012-'Farm data entry'!$D$24)*'Farm data entry'!$D$23,0)*10*'Farm data entry'!$D$10","v":49.399998784000012},{"$f":"AND(C8012>='Farm data entry'!$E$15,Hydrology!C8012<='Farm data entry'!$E$16)","v":false},0,{"$f":"VLOOKUP($A8012,ETo!$A$3:$N$10959,Hydrology!$D$1,FALSE)","v":0.54504909999999995},{"$f":"(H8012*'Farm data entry'!$D$25)","v":0.38153436999999996},{"$f":"kc(C8012,Kc!$E$9:$H$9,Kc!$I$9:$K$9)","v":0},0,{"$f":"K8012*10*'Farm data entry'!$E$22","v":0},{"$f":"(L8012*'Farm data entry'!$D$14)","v":0},0,0,0,648.99530137426655,0,0,0,1648.9953013742668,0,0,0,1977.939374208717,0]
["2007-12-16",2007,350,{"$f":"VLOOKUP($A8023,Rainfall!$D$3:$Q$10959,Hydrology!$D$1,FALSE)","v":0},{"$f":"MAX((D8023-'Farm data entry'!$D$24)*'Farm data entry'!$D$23,0)*10*'Farm data entry'!$D$10","v":0},{"$f":"AND(C8023>='Farm data entry'!$E$15,Hydrology!C8023<='Farm data entry'!$E$16)","v":false},0,{"$f":"VLOOKUP($A8023,ETo!$A$3:$N$10959,Hydrology!$D$1,FALSE)","v":0.13786029999999999},{"$f":"(H8023*'Farm data entry'!$D$25)","v":9.6502209999999991E-2},{"$f":"kc(C8023,Kc!$E$9:$H$9,Kc!$I$9:$K$9)","v":0},0,{"$f":"K8023*10*'Farm data entry'!$E$22","v":0},{"$f":"(L8023*'Farm data entry'!$D$14)","v":0},0,0,0,648.99530137426655,0,0,0,1648.9953013742668,0,0,0,1977.939374208717,0]
["2007-12-25",2007,359,{"$f":"VLOOKUP($A8032,Rainfall!$D$3:$Q$10959,Hydrology!$D$1,FALSE)","v":4.999999968},{"$f":"MAX((D8032-'Farm data entry'!$D$24)*'Farm data entry'!$D$23,0)*10*'Farm data entry'!$D$10","v":56.999999391999992},{"$f":"AND(C8032>='Farm data entry'!$E$15,Hydrology!C8032<='Farm data entry'!$E$16)","v":false},0,{"$f":"VLOOKUP($A8032,ETo!$A$3:$N$10959,Hydrology!$D$1,FALSE)","v":0},{"$f":"(H8032*'Farm data entry'!$D$25)","v":0},{"$f":"kc(C8032,Kc!$E$9:$H$9,Kc!$I$9:$K$9)","v":0},0,{"$f":"K8032*10*'Farm data entry'!$E$22","v":0},{"$f":"(L8032*'Farm data entry'!$D$14)","v":0},0,0,0,648.99530137426655,0,0,0,1648.9953013742668,0,0,0,1977.939374208717,0]
["2008-01-04",2008,4,{"$f":"VLOOKUP($A8042,Rainfall!$D$3:$Q$10959,Hydrology!$D$1,FALSE)","v":7.6000002624},{"$f":"MAX((D8042-'Farm data entry'!$D$24)*'Farm data entry'!$D$23,0)*10*'Farm data entry'!$D$10","v":106.40000498559999},{"$f":"AND(C8042>='Farm data entry'!$E$15,Hydrology!C8042<='Farm data entry'!$E$16)","v":false},0,{"$f":"VLOOKUP($A8042,ETo!$A$3:$N$10959,Hydrology!$D$1,FALSE)","v":2.5767159000000001E-2},{"$f":"(H8042*'Farm data entry'!$D$25)","v":1.8037011299999999E-2},{"$f":"kc(C8042,Kc!$E$9:$H$9,Kc!$I$9:$K$9)","v":0},0,{"$f":"K8042*10*'Farm data entry'!$E$22","v":0},{"$f":"(L8042*'Farm data entry'!$D$14)","v":0},0,0,0,648.99530137426655,0,0,0,1648.9953013742668,0,0,0,1977.939374208717,0]
["2008-01-15",2008,15,{"$f":"VLOOKUP($A8053,Rainfall!$D$3:$Q$10959,Hydrology!$D$1,FALSE)","v":24.200000639999999},{"$f":"MAX((D8053-'Farm data entry'!$D$24)*'Farm data entry'!$D$23,0)*10*'Farm data entry'!$D$10","v":421.80001215999994},{"$f":"AND(C8053>='Farm data entry'!$E$15,Hydrology!C8053<='Farm data entry'!$E$16)","v":false},0,{"$f":"VLOOKUP($A8053,ETo!$A$3:$N$10959,Hydrology!$D$1,FALSE)","v":0.15281473000000001},{"$f":"(H8053*'Farm data entry'!$D$25)","v":0.106970311},{"$f":"kc(C8053,Kc!$E$9:$H$9,Kc!$I$9:$K$9)","v":0},0,{"$f":"K8053*10*'Farm data entry'!$E$22","v":0},{"$f":"(L8053*'Farm data entry'!$D$14)","v":0},0,0,0,648.99530137426655,0,0,0,1648.9953013742668,0,0,0,1977.939374208717,0]
["2008-01-27",2008,27,{"$f":"VLOOKUP($A8065,Rainfall!$D$3:$Q$10959,Hydrology!$D$1,FALSE)","v":9.9999999360000008E-2},{"$f":"MAX((D8065-'Farm data entry'!$D$24)*'Farm data entry'!$D$23,0)*10*'Farm data entry'!$D$10","v":0},{"$f":"AND(C8065>='Farm data entry'!$E$15,Hydrology!C8065<='Farm data entry'!$E$16)","v":false},0,{"$f":"VLOOKUP($A8065,ETo!$A$3:$N$10959,Hydrology!$D$1,FALSE)","v":2.5662600000000001E-2},{"$f":"(H8065*'Farm data entry'!$D$25)","v":1.7963819999999998E-2},{"$f":"kc(C8065,Kc!$E$9:$H$9,Kc!$I$9:$K$9)","v":0},0,{"$f":"K8065*10*'Farm data entry'!$E$22","v":0},{"$f":"(L8065*'Farm data entry'!$D$14)","v":0},0,0,0,648.99530137426655,0,0,0,1648.9953013742668,0,0,0,1977.939374208717,0]
["2008-02-09",2008,40,{"$f":"VLOOKUP($A8078,Rainfall!$D$3:$Q$10959,Hydrology!$D$1,FALSE)","v":0},{"$f":"MAX((D8078-'Farm data entry'!$D$24)*'Farm data entry'!$D$23,0)*10*'Farm data entry'!$D$10","v":0},{"$f":"AND(C8078>='Farm data entry'!$E$15,Hydrology!C8078<='Farm data entry'!$E$16)","v":false},0,{"$f":"VLOOKUP($A8078,ETo!$A$3:$N$10959,Hydrology!$D$1,FALSE)","v":0.34162651999999999},{"$f":"(H8078*'Farm data entry'!$D$25)","v":0.23913856399999997},{"$f":"kc(C8078,Kc!$E$9:$H$9,Kc!$I$9:$K$9)","v":0},0,{"$f":"K8078*10*'Farm data entry'!$E$22","v":0},{"$f":"(L8078*'Farm data entry'!$D$14)","v":0},0,0,0,648.99530137426655,0,0,0,1648.9953013742668,0,0,0,1977.939374208717,0]
["2008-02-14",2008,45,{"$f":"VLOOKUP($A8083,Rainfall!$D$3:$Q$10959,Hydrology!$D$1,FALSE)","v":0},{"$f":"MAX((D8083-'Farm data entry'!$D$24)*'Farm data entry'!$D$23,0)*10*'Farm data entry'!$D$10","v":0},{"$f":"AND(C8083>='Farm data entry'!$E$15,Hydrology!C8083<='Farm data entry'!$E$16)","v":false},0,{"$f":"VLOOKUP($A8083,ETo!$A$3:$N$10959,Hydrology!$D$1,FALSE)","v":0.3148012},{"$f":"(H8083*'Farm data entry'!$D$25)","v":0.22036083999999997},{"$f":"kc(C8083,Kc!$E$9:$H$9,Kc!$I$9:$K$9)","v":0},0,{"$f":"K8083*10*'Farm data entry'!$E$22","v":0},{"$f":"(L8083*'Farm data entry'!$D$14)","v":0},0,0,0,648.99530137426655,0,0,0,1648.9953013742668,0,0,0,1977.939374208717,0]
["2008-02-29",2008,60,{"$f":"VLOOKUP($A8098,Rainfall!$D$3:$Q$10959,Hydrology!$D$1,FALSE)","v":2.6000000352000003},{"$f":"MAX((D8098-'Farm data entry'!$D$24)*'Farm data entry'!$D$23,0)*10*'Farm data entry'!$D$10","v":11.400000668800006},{"$f":"AND(C8098>='Farm data entry'!$E$15,Hydrology!C8098<='Farm data entry'!$E$16)","v":false},0,{"$f":"VLOOKUP($A8098,ETo!$A$3:$N$10959,Hydrology!$D$1,FALSE)","v":0.46395164999999999},{"$f":"(H8098*'Farm data entry'!$D$25)","v":0.324766155},{"$f":"kc(C8098,Kc!$E$9:$H$9,Kc!$I$9:$K$9)","v":0},0,{"$f":"K8098*10*'Farm data entry'!$E$22","v":0},{"$f":"(L8098*'Farm data entry'!$D$14)","v":0},0,0,0,648.99530137426655,0,0,0,1648.9953013742668,0,0,0,1977.939374208717,0]
["2008-03-08",2008,68,{"$f":"VLOOKUP($A8106,Rainfall!$D$3:$Q$10959,Hydrology!$D$1,FALSE)","v":5.8000000320000007},{"$f":"MAX((D8106-'Farm data entry'!$D$24)*'Farm data entry'!$D$23,0)*10*'Farm data entry'!$D$10","v":72.200000608000011},{"$f":"AND(C8106>='Farm data entry'!$E$15,Hydrology!C8106<='Farm data entry'!$E$16)","v":true},72.200000608000011,{"$f":"VLOOKUP($A8106,ETo!$A$3:$N$10959,Hydrology!$D$1,FALSE)","v":0.54584710000000003},{"$f":"(H8106*'Farm data entry'!$D$25)","v":0.38209296999999998},{"$f":"kc(C8106,Kc!$E$9:$H$9,Kc!$I$9:$K$9)","v":0},0,{"$f":"K8106*10*'Farm data entry'!$E$22","v":0},{"$f":"(L8106*'Farm data entry'!$D$14)","v":0},0,0,0,721.19530198226653,0,0,0,1721.1953019822668,0,0,0,2050.139374816717,0]
["2008-03-15",2008,75,{"$f":"VLOOKUP($A8113,Rainfall!$D$3:$Q$10959,Hydrology!$D$1,FALSE)","v":6.0000001344000005},{"$f":"MAX((D8113-'Farm data entry'!$D$24)*'Farm data entry'!$D$23,0)*10*'Farm data entry'!$D$10","v":76.000002553599998},{"$f":"AND(C8113>='Farm data entry'!$E$15,Hydrology!C8113<='Farm data entry'!$E$16)","v":true},76.000002553599998,{"$f":"VLOOKUP($A8113,ETo!$A$3:$N$10959,Hydrology!$D$1,FALSE)","v":0.54946050000000002},{"$f":"(H8113*'Farm data entry'!$D$25)","v":0.38462235},{"$f":"kc(C8113,Kc!$E$9:$H$9,Kc!$I$9:$K$9)","v":0},0,{"$f":"K8113*10*'Farm data entry'!$E$22","v":0},{"$f":"(L8113*'Farm data entry'!$D$14)","v":0},0,0,76.000002553600098,1000,0,0,76.000002553600098,2000,0,0,0,2574.5393665479169,0]
["2008-03-20",2008,80,{"$f":"VLOOKUP($A8118,Rainfall!$D$3:$Q$10959,Hydrology!$D$1,FALSE)","v":7.1999997120000003},{"$f":"MAX((D8118-'Farm data entry'!$D$24)*'Farm data entry'!$D$23,0)*10*'Farm data entry'!$D$10","v":98.799994527999999},{"$f":"AND(C8118>='Farm data entry'!$E$15,Hydrology!C8118<='Farm data entry'!$E$16)","v":true},98.799994527999999,{"$f":"VLOOKUP($A8118,ETo!$A$3:$N$10959,Hydrology!$D$1,FALSE)","v":0.76913034999999996},{"$f":"(H8118*'Farm data entry'!$D$25)","v":0.53839124499999991},{"$f":"kc(C8118,Kc!$E$9:$H$9,Kc!$I$9:$K$9)","v":0},0,{"$f":"K8118*10*'Farm data entry'!$E$22","v":0},{"$f":"(L8118*'Farm data entry'!$D$14)","v":0},0,0,98.79999452800007,1000,0,0,98.799994527999843,2000,0,0,0,2737.9393610759166,0]
["2008-04-01",2008,92,{"$f":"VLOOKUP($A8130,Rainfall!$D$3:$Q$10959,Hydrology!$D$1,FALSE)","v":9.9999999360000008E-2},{"$f":"MAX((D8130-'Farm data entry'!$D$24)*'Farm data entry'!$D$23,0)*10*'Farm data entry'!$D$10","v":0},{"$f":"AND(C8130>='Farm data entry'!$E$15,Hydrology!C8130<='Farm data entry'!$E$16)","v":true},0,{"$f":"VLOOKUP($A8130,ETo!$A$3:$N$10959,Hydrology!$D$1,FALSE)","v":1.9400055},{"$f":"(H8130*'Farm data entry'!$D$25)","v":1.35800385},{"$f":"kc(C8130,Kc!$E$9:$H$9,Kc!$I$9:$K$9)","v":0.4},0.54320153999999998,{"$f":"K8130*10*'Farm data entry'!$E$22","v":10.8640308},{"$f":"(L8130*'Farm data entry'!$D$14)","v":1.6296046200000001},12.49363542,12.49363542,0,987.50636457999997,0,12.49363542,0,1987.5063645800001,0,12.49363542,0,2987.5063645800001,0]
["2008-04-14",2008,105,{"$f":"VLOOKUP($A8143,Rainfall!$D$3:$Q$10959,Hydrology!$D$1,FALSE)","v":2.4000000192000002},{"$f":"MAX((D8143-'Farm data entry'!$D$24)*'Farm data entry'!$D$23,0)*10*'Farm data entry'!$D$10","v":7.6000003648000023},{"$f":"AND(C8143>='Farm data entry'!$E$15,Hydrology!C8143<='Farm data entry'!$E$16)","v":true},7.6000003648000023,{"$f":"VLOOKUP($A8143,ETo!$A$3:$N$10959,Hydrology!$D$1,FALSE)","v":1.6700585999999999},{"$f":"(H8143*'Farm data entry'!$D$25)","v":1.1690410199999999},{"$f":"kc(C8143,Kc!$E$9:$H$9,Kc!$I$9:$K$9)","v":0.43823529411764706},0.51231503523529409,{"$f":"K8143*10*'Farm data entry'!$E$22","v":10.246300704705881},{"$f":"(L8143*'Farm data entry'!$D$14)","v":1.5369451057058821},11.783245810411763,11.783245810411763,0,995.81675455438824,0,11.783245810411763,0,1995.8167545543884,0,11.783245810411763,0,2995.8167545543884,0]
["2008-04-25",2008,116,{"$f":"VLOOKUP($A8154,Rainfall!$D$3:$Q$10959,Hydrology!$D$1,FALSE)","v":0},{"$f":"MAX((D8154-'Farm data entry'!$D$24)*'Farm data entry'!$D$23,0)*10*'Farm data entry'!$D$10","v":0},{"$f":"AND(C8154>='Farm data entry'!$E$15,Hydrology!C8154<='Farm data entry'!$E$16)","v":true},0,{"$f":"VLOOKUP($A8154,ETo!$A$3:$N$10959,Hydrology!$D$1,FALSE)","v":1.6092247},{"$f":"(H8154*'Farm data entry'!$D$25)","v":1.1264572899999998},{"$f":"kc(C8154,Kc!$E$9:$H$9,Kc!$I$9:$K$9)","v":0.47058823529411764},0.53009754823529398,{"$f":"K8154*10*'Farm data entry'!$E$22","v":10.60195096470588},{"$f":"(L8154*'Farm data entry'!$D$14)","v":1.5902926447058821},12.192243609411761,12.192243609411761,0,976.39314143120578,0,12.192243609411761,0,1976.393141431206,0,12.192243609411761,0,2976.3931414312051,0]
["2008-05-04",2008,125,{"$f":"VLOOKUP($A8163,Rainfall!$D$3:$Q$10959,Hydrology!$D$1,FALSE)","v":0},{"$f":"MAX((D8163-'Farm data entry'!$D$24)*'Farm data entry'!$D$23,0)*10*'Farm data entry'!$D$10","v":0},{"$f":"AND(C8163>='Farm data entry'!$E$15,Hydrology!C8163<='Farm data entry'!$E$16)","v":true},0,{"$f":"VLOOKUP($A8163,ETo!$A$3:$N$10959,Hydrology!$D$1,FALSE)","v":2.3729515000000001},{"$f":"(H8163*'Farm data entry'!$D$25)","v":1.6610660500000001},{"$f":"kc(C8163,Kc!$E$9:$H$9,Kc!$I$9:$K$9)","v":0.49705882352941178},0.82564753661764712,{"$f":"K8163*10*'Farm data entry'!$E$22","v":16.512950732352941},{"$f":"(L8163*'Farm data entry'!$D$14)","v":2.4769426098529412},18.989893342205882,18.989893342205882,0,915.94826162614709,0,18.989893342205882,0,1915.9482616261471,0,18.989893342205882,0,2915.9482616261471,0]
["2008-05-14",2008,135,{"$f":"VLOOKUP($A8173,Rainfall!$D$3:$Q$10959,Hydrology!$D$1,FALSE)","v":1.1000000448},{"$f":"MAX((D8173-'Farm data entry'!$D$24)*'Farm data entry'!$D$23,0)*10*'Farm data entry'!$D$10","v":0},{"$f":"AND(C8173>='Farm data entry'!$E$15,Hydrology!C8173<='Farm data entry'!$E$16)","v":true},0,{"$f":"VLOOKUP($A8173,ETo!$A$3:$N$10959,Hydrology!$D$1,FALSE)","v":3.0883107000000001},{"$f":"(H8173*'Farm data entry'!$D$25)","v":2.1618174899999998},{"$f":"kc(C8173,Kc!$E$9:$H$9,Kc!$I$9:$K$9)","v":0.52647058823529413},1.1381333256176469,{"$f":"K8173*10*'Farm data entry'!$E$22","v":22.762666512352936},{"$f":"(L8173*'Farm data entry'!$D$14)","v":3.4143999768529403},26.177066489205878,26.177066489205878,0,604.18398567899999,0,26.177066489205878,0,1604.1839856790002,0,26.177066489205878,0,2604.1839856790002,0]
["2008-05-25",2008,146,{"$f":"VLOOKUP($A8184,Rainfall!$D$3:$Q$10959,Hydrology!$D$1,FALSE)","v":25.300002239999998},{"$f":"MAX((D8184-'Farm data entry'!$D$24)*'Farm data entry'!$D$23,0)*10*'Farm data entry'!$D$10","v":442.70004255999993},{"$f":"AND(C8184>='Farm data entry'!$E$15,Hydrology!C8184<='Farm data entry'!$E$16)","v":true},442.70004255999993,{"$f":"VLOOKUP($A8184,ETo!$A$3:$N$10959,Hydrology!$D$1,FALSE)","v":1.5435251000000001},{"$f":"(H8184*'Farm data entry'!$D$25)","v":1.0804675699999999},{"$f":"kc(C8184,Kc!$E$9:$H$9,Kc!$I$9:$K$9)","v":0.55882352941176472},0.60379070088235287,{"$f":"K8184*10*'Farm data entry'!$E$22","v":12.075814017647058},{"$f":"(L8184*'Farm data entry'!$D$14)","v":1.8113721026470586},13.887186120294118,13.887186120294118,213.82337132364705,1000,0,13.887186120294118,213.82337132364682,2000,0,13.887186120294118,213.82337132364637,3000,0]
["2008-05-30",2008,151,{"$f":"VLOOKUP($A8189,Rainfall!$D$3:$Q$10959,Hydrology!$D$1,FALSE)","v":0},{"$f":"MAX((D8189-'Farm data entry'!$D$24)*'Farm data entry'!$D$23,0)*10*'Farm data entry'!$D$10","v":0},{"$f":"AND(C8189>='Farm data entry'!$E$15,Hydrology!C8189<='Farm data entry'!$E$16)","v":true},0,{"$f":"VLOOKUP($A8189,ETo!$A$3:$N$10959,Hydrology!$D$1,FALSE)","v":1.4275612},{"$f":"(H8189*'Farm data entry'!$D$25)","v":0.99929283999999996},{"$f":"kc(C8189,Kc!$E$9:$H$9,Kc!$I$9:$K$9)","v":0.57352941176470584},0.57312383470588224,{"$f":"K8189*10*'Farm data entry'!$E$22","v":11.462476694117644},{"$f":"(L8189*'Farm data entry'!$D$14)","v":1.7193715041176465},13.18184819823529,13.18184819823529,0,986.81815180176466,0,13.18184819823529,0,1986.8181518017648,0,13.18184819823529,0,2986.8181518017645,0]
["2008-06-14",2008,166,{"$f":"VLOOKUP($A8204,Rainfall!$D$3:$Q$10959,Hydrology!$D$1,FALSE)","v":0},{"$f":"MAX((D8204-'Farm data entry'!$D$24)*'Farm data entry'!$D$23,0)*10*'Farm data entry'!$D$10","v":0},{"$f":"AND(C8204>='Farm data entry'!$E$15,Hydrology!C8204<='Farm data entry'!$E$16)","v":true},0,{"$f":"VLOOKUP($A8204,ETo!$A$3:$N$10959,Hydrology!$D$1,FALSE)","v":2.9214522999999999},{"$f":"(H8204*'Farm data entry'!$D$25)","v":2.0450166099999998},{"$f":"kc(C8204,Kc!$E$9:$H$9,Kc!$I$9:$K$9)","v":0.61764705882352944},1.2630984944117647,{"$f":"K8204*10*'Farm data entry'!$E$22","v":25.261969888235292},{"$f":"(L8204*'Farm data entry'!$D$14)","v":3.7892954832352936},29.051265371470585,29.051265371470585,0,924.14960236958825,0,29.051265371470585,0,1924.1496023695881,0,29.051265371470585,0,2924.1496023695886,0]
["2008-06-24",2008,176,{"$f":"VLOOKUP($A8214,Rainfall!$D$3:$Q$10959,Hydrology!$D$1,FALSE)","v":0},{"$f":"MAX((D8214-'Farm data entry'!$D$24)*'Farm data entry'!$D$23,0)*10*'Farm data entry'!$D$10","v":0},{"$f":"AND(C8214>='Farm data entry'!$E$15,Hydrology!C8214<='Farm data entry'!$E$16)","v":true},0,{"$f":"VLOOKUP($A8214,ETo!$A$3:$N$10959,Hydrology!$D$1,FALSE)","v":3.5933980000000001},{"$f":"(H8214*'Farm data entry'!$D$25)","v":2.5153786},{"$f":"kc(C8214,Kc!$E$9:$H$9,Kc!$I$9:$K$9)","v":0.6470588235294118},1.627597917647059,{"$f":"K8214*10*'Farm data entry'!$E$22","v":32.551958352941178},{"$f":"(L8214*'Farm data entry'!$D$14)","v":4.8827937529411765},37.434752105882353,37.434752105882353,0,612.6941240246764,0,37.434752105882353,0,1612.6941240246767,0,37.434752105882353,0,2612.6941240246761,0]
["2008-06-29",2008,181,{"$f":"VLOOKUP($A8219,Rainfall!$D$3:$Q$10959,Hydrology!$D$1,FALSE)","v":0},{"$f":"MAX((D8219-'Farm data entry'!$D$24)*'Farm data entry'!$D$23,0)*10*'Farm data entry'!$D$10","v":0},{"$f":"AND(C8219>='Farm data entry'!$E$15,Hydrology!C8219<='Farm data entry'!$E$16)","v":true},0,{"$f":"VLOOKUP($A8219,ETo!$A$3:$N$10959,Hydrology!$D$1,FALSE)","v":3.1641210000000002},{"$f":"(H8219*'Farm data entry'!$D$25)","v":2.2148846999999998},{"$f":"kc(C8219,Kc!$E$9:$H$9,Kc!$I$9:$K$9)","v":0.66176470588235292},1.4657325220588233,{"$f":"K8219*10*'Farm data entry'!$E$22","v":29.314650441176468},{"$f":"(L8219*'Farm data entry'!$D$14)","v":4.3971975661764704},33.711848007352941,33.711848007352941,0,438.43617553973519,0,33.711848007352941,0,1438.4361755397356,0,33.711848007352941,0,2438.4361755397349,0]
["2008-07-08",2008,190,{"$f":"VLOOKUP($A8228,Rainfall!$D$3:$Q$10959,Hydrology!$D$1,FALSE)","v":2.6000000352000003},{"$f":"MAX((D8228-'Farm data entry'!$D$24)*'Farm data entry'!$D$23,0)*10*'Farm data entry'!$D$10","v":11.400000668800006},{"$f":"AND(C8228>='Farm data entry'!$E$15,Hydrology!C8228<='Farm data entry'!$E$16)","v":true},11.400000668800006,{"$f":"VLOOKUP($A8228,ETo!$A$3:$N$10959,Hydrology!$D$1,FALSE)","v":2.6921062},{"$f":"(H8228*'Farm data entry'!$D$25)","v":1.8844743399999999},{"$f":"kc(C8228,Kc!$E$9:$H$9,Kc!$I$9:$K$9)","v":0.68823529411764706},1.2969617516470588,{"$f":"K8228*10*'Farm data entry'!$E$22","v":25.939235032941177},{"$f":"(L8228*'Farm data entry'!$D$14)","v":3.8908852549411765},29.830120287882352,29.830120287882352,0,613.052484651594,0,29.830120287882352,0,1613.0524846515941,0,29.830120287882352,0,2613.0524846515937,0]
["2008-07-14",2008,196,{"$f":"VLOOKUP($A8234,Rainfall!$D$3:$Q$10959,Hydrology!$D$1,FALSE)","v":0},{"$f":"MAX((D8234-'Farm data entry'!$D$24)*'Farm data entry'!$D$23,0)*10*'Farm data entry'!$D$10","v":0},{"$f":"AND(C8234>='Farm data entry'!$E$15,Hydrology!C8234<='Farm data entry'!$E$16)","v":true},0,{"$f":"VLOOKUP($A8234,ETo!$A$3:$N$10959,Hydrology!$D$1,FALSE)","v":3.1928608000000001},{"$f":"(H8234*'Farm data entry'!$D$25)","v":2.2350025599999999},{"$f":"kc(C8234,Kc!$E$9:$H$9,Kc!$I$9:$K$9)","v":0.70588235294117641},1.5776488658823526,{"$f":"K8234*10*'Farm data entry'!$E$22","v":31.552977317647052},{"$f":"(L8234*'Farm data entry'!$D$14)","v":4.7329465976470573},36.285923915294106,36.285923915294106,0,728.51963722947619,0,36.285923915294106,0,1728.5196372294765,0,36.285923915294106,0,2728.5196372294758,0]
["2008-07-29",2008,211,{"$f":"VLOOKUP($A8249,Rainfall!$D$3:$Q$10959,Hydrology!$D$1,FALSE)","v":0},{"$f":"MAX((D8249-'Farm data entry'!$D$24)*'Farm data entry'!$D$23,0)*10*'Farm data entry'!$D$10","v":0},{"$f":"AND(C8249>='Farm data entry'!$E$15,Hydrology!C8249<='Farm data entry'!$E$16)","v":true},0,{"$f":"VLOOKUP($A8249,ETo!$A$3:$N$10959,Hydrology!$D$1,FALSE)","v":2.7836045999999999},{"$f":"(H8249*'Farm data entry'!$D$25)","v":1.9485232199999998},{"$f":"kc(C8249,Kc!$E$9:$H$9,Kc!$I$9:$K$9)","v":0.75},1.4613924149999997,{"$f":"K8249*10*'Farm data entry'!$E$22","v":29.227848299999994},{"$f":"(L8249*'Farm data entry'!$D$14)","v":4.3841772449999992},33.612025544999995,33.612025544999995,0,462.39047123424081,0,33.612025544999995,0,1462.3904712342414,0,33.612025544999995,0,2462.3904712342405,0]
["2008-08-09",2008,{"$f":"A8260-DATE(YEAR(A8260)-1,12,31)","v":222},{"$f":"VLOOKUP($A8260,Rainfall!$D$3:$Q$10959,Hydrology!$D$1,FALSE)","v":3.4000000992000001},{"$f":"MAX((D8260-'Farm data entry'!$D$24)*'Farm data entry'!$D$23,0)*10*'Farm data entry'!$D$10","v":26.600001884800001},{"$f":"AND(C8260>='Farm data entry'!$E$15,Hydrology!C8260<='Farm data entry'!$E$16)","v":true},{"$f":"E8260*F8260","v":26.600001884800001},{"$f":"VLOOKUP($A8260,ETo!$A$3:$N$10959,Hydrology!$D$1,FALSE)","v":1.5881056},{"$f":"(H8260*'Farm data entry'!$D$25)","v":1.1116739199999999},{"$f":"kc(C8260,Kc!$E$9:$H$9,Kc!$I$9:$K$9)","v":0.78235294117647058},{"$f":"(J8260*I8260)","v":0.86972136094117636},{"$f":"K8260*10*'Farm data entry'!$E$22","v":17.394427218823527},{"$f":"(L8260*'Farm data entry'!$D$14)","v":2.6091640828235287},20.003591301647056,{"$f":"MIN($N8260,Q8259+$G8260)","v":20.003591301647056},{"$f":"MAX(Q8259+$G8260-$N8260-P$1,0)","v":0},{"$f":"MIN(Q8259-O8260+$G8260,P$1)","v":284.62209438084665},0,20.003591301647056,0,1284.6220943808473,0,20.003591301647056,0,2284.6220943808457,0]
["2008-08-14",2008,227,{"$f":"VLOOKUP($A8265,Rainfall!$D$3:$Q$10959,Hydrology!$D$1,FALSE)","v":3.5999999423999998},{"$f":"MAX((D8265-'Farm data entry'!$D$24)*'Farm data entry'!$D$23,0)*10*'Farm data entry'!$D$10","v":30.399998905599993},{"$f":"AND(C8265>='Farm data entry'!$E$15,Hydrology!C8265<='Farm data entry'!$E$16)","v":true},30.399998905599993,{"$f":"VLOOKUP($A8265,ETo!$A$3:$N$10959,Hydrology!$D$1,FALSE)","v":2.6168841999999999},{"$f":"(H8265*'Farm data entry'!$D$25)","v":1.8318189399999998},{"$f":"kc(C8265,Kc!$E$9:$H$9,Kc!$I$9:$K$9)","v":0.79705882352941171},1.4600674492352939,{"$f":"K8265*10*'Farm data entry'!$E$22","v":29.201348984705877},{"$f":"(L8265*'Farm data entry'!$D$14)","v":4.3802023477058816},33.581551332411756,33.581551332411756,0,439.90907513360548,0,33.581551332411756,0,1439.9090751336062,0,33.581551332411756,0,2439.9090751336043,0]
["2008-08-24",2008,237,{"$f":"VLOOKUP($A8275,Rainfall!$D$3:$Q$10959,Hydrology!$D$1,FALSE)","v":9.9999999360000008E-2},{"$f":"MAX((D8275-'Farm data entry'!$D$24)*'Farm data entry'!$D$23,0)*10*'Farm data entry'!$D$10","v":0},{"$f":"AND(C8275>='Farm data entry'!$E$15,Hydrology!C8275<='Farm data entry'!$E$16)","v":true},0,{"$f":"VLOOKUP($A8275,ETo!$A$3:$N$10959,Hydrology!$D$1,FALSE)","v":1.7048083999999999},{"$f":"(H8275*'Farm data entry'!$D$25)","v":1.1933658799999998},{"$f":"kc(C8275,Kc!$E$9:$H$9,Kc!$I$9:$K$9)","v":0.82647058823529407},0.98628180082352912,{"$f":"K8275*10*'Farm data entry'!$E$22","v":19.725636016470581},{"$f":"(L8275*'Farm data entry'!$D$14)","v":2.9588454024705872},22.684481418941168,22.684481418941168,0,295.84970866002317,0,22.684481418941168,0,1295.8497086600239,0,22.684481418941168,0,2295.8497086600219,0]
["2008-09-08",2008,252,{"$f":"VLOOKUP($A8290,Rainfall!$D$3:$Q$10959,Hydrology!$D$1,FALSE)","v":0.49999999680000001},{"$f":"MAX((D8290-'Farm data entry'!$D$24)*'Farm data entry'!$D$23,0)*10*'Farm data entry'!$D$10","v":0},{"$f":"AND(C8290>='Farm data entry'!$E$15,Hydrology!C8290<='Farm data entry'!$E$16)","v":true},0,{"$f":"VLOOKUP($A8290,ETo!$A$3:$N$10959,Hydrology!$D$1,FALSE)","v":1.3156996999999999},{"$f":"(H8290*'Farm data entry'!$D$25)","v":0.92098978999999992},{"$f":"kc(C8290,Kc!$E$9:$H$9,Kc!$I$9:$K$9)","v":0.85},0.78284132149999996,{"$f":"K8290*10*'Farm data entry'!$E$22","v":15.656826429999999},{"$f":"(L8290*'Farm data entry'!$D$14)","v":2.3485239644999996},18.005350394499999,18.005350394499999,0,502.35876582309965,0,18.005350394499999,0,1502.3587658231002,0,18.005350394499999,0,2502.3587658230981,0]
["2008-09-16",2008,260,{"$f":"VLOOKUP($A8298,Rainfall!$D$3:$Q$10959,Hydrology!$D$1,FALSE)","v":0},{"$f":"MAX((D8298-'Farm data entry'!$D$24)*'Farm data entry'!$D$23,0)*10*'Farm data entry'!$D$10","v":0},{"$f":"AND(C8298>='Farm data entry'!$E$15,Hydrology!C8298<='Farm data entry'!$E$16)","v":true},0,{"$f":"VLOOKUP($A8298,ETo!$A$3:$N$10959,Hydrology!$D$1,FALSE)","v":1.1864954000000001},{"$f":"(H8298*'Farm data entry'!$D$25)","v":0.83054678000000004},{"$f":"kc(C8298,Kc!$E$9:$H$9,Kc!$I$9:$K$9)","v":0.85},0.705964763,{"$f":"K8298*10*'Farm data entry'!$E$22","v":14.119295259999999},{"$f":"(L8298*'Farm data entry'!$D$14)","v":2.1178942889999997},16.237189549,16.237189549,0,364.03643225409968,0,16.237189549,0,1364.0364322541002,0,16.237189549,0,2364.0364322540981,0]
["2008-09-23",2008,267,{"$f":"VLOOKUP($A8305,Rainfall!$D$3:$Q$10959,Hydrology!$D$1,FALSE)","v":0.49999999680000001},{"$f":"MAX((D8305-'Farm data entry'!$D$24)*'Farm data entry'!$D$23,0)*10*'Farm data entry'!$D$10","v":0},{"$f":"AND(C8305>='Farm data entry'!$E$15,Hydrology!C8305<='Farm data entry'!$E$16)","v":true},0,{"$f":"VLOOKUP($A8305,ETo!$A$3:$N$10959,Hydrology!$D$1,FALSE)","v":0.6680971},{"$f":"(H8305*'Farm data entry'!$D$25)","v":0.46766796999999999},{"$f":"kc(C8305,Kc!$E$9:$H$9,Kc!$I$9:$K$9)","v":0.85},0.39751777449999998,{"$f":"K8305*10*'Farm data entry'!$E$22","v":7.9503554899999997},{"$f":"(L8305*'Farm data entry'!$D$14)","v":1.1925533234999999},9.1429088135000001,9.1429088135000001,0,235.79662507259968,0,9.1429088135000001,0,1235.7966250726001,0,9.1429088135000001,0,2235.7966250725976,0]
["2008-10-08",2008,282,{"$f":"VLOOKUP($A8320,Rainfall!$D$3:$Q$10959,Hydrology!$D$1,FALSE)","v":0},{"$f":"MAX((D8320-'Farm data entry'!$D$24)*'Farm data entry'!$D$23,0)*10*'Farm data entry'!$D$10","v":0},{"$f":"AND(C8320>='Farm data entry'!$E$15,Hydrology!C8320<='Farm data entry'!$E$16)","v":true},0,{"$f":"VLOOKUP($A8320,ETo!$A$3:$N$10959,Hydrology!$D$1,FALSE)","v":0.88297009999999998},{"$f":"(H8320*'Farm data entry'!$D$25)","v":0.61807906999999995},{"$f":"kc(C8320,Kc!$E$9:$H$9,Kc!$I$9:$K$9)","v":0.57499999999999996},0.35539546524999993,{"$f":"K8320*10*'Farm data entry'!$E$22","v":7.1079093049999988},{"$f":"(L8320*'Farm data entry'!$D$14)","v":1.0661863957499997},8.1740957007499979,8.1740957007499979,0,441.82525209124964,0,8.1740957007499979,0,1441.8252520912499,0,8.1740957007499979,0,2441.8252520912465,0]
["2008-10-19",2008,293,{"$f":"VLOOKUP($A8331,Rainfall!$D$3:$Q$10959,Hydrology!$D$1,FALSE)","v":0},{"$f":"MAX((D8331-'Farm data entry'!$D$24)*'Farm data entry'!$D$23,0)*10*'Farm data entry'!$D$10","v":0},{"$f":"AND(C8331>='Farm data entry'!$E$15,Hydrology!C8331<='Farm data entry'!$E$16)","v":true},0,{"$f":"VLOOKUP($A8331,ETo!$A$3:$N$10959,Hydrology!$D$1,FALSE)","v":0.80290539999999999},{"$f":"(H8331*'Farm data entry'!$D$25)","v":0.56203377999999993},{"$f":"kc(C8331,Kc!$E$9:$H$9,Kc!$I$9:$K$9)","v":0.3},0.16861013399999997,{"$f":"K8331*10*'Farm data entry'!$E$22","v":3.3722026799999991},{"$f":"(L8331*'Farm data entry'!$D$14)","v":0.50583040199999985},3.8780330819999991,3.8780330819999991,0,391.42042985722463,0,3.8780330819999991,0,1391.4204298572247,0,3.8780330819999991,0,2391.4204298572217,0]
["2008-10-27",2008,301,{"$f":"VLOOKUP($A8339,Rainfall!$D$3:$Q$10959,Hydrology!$D$1,FALSE)","v":0},{"$f":"MAX((D8339-'Farm data entry'!$D$24)*'Farm data entry'!$D$23,0)*10*'Farm data entry'!$D$10","v":0},{"$f":"AND(C8339>='Farm data entry'!$E$15,Hydrology!C8339<='Farm data entry'!$E$16)","v":true},0,{"$f":"VLOOKUP($A8339,ETo!$A$3:$N$10959,Hydrology!$D$1,FALSE)","v":0.38375455000000003},{"$f":"(H8339*'Farm data entry'!$D$25)","v":0.26862818500000002},{"$f":"kc(C8339,Kc!$E$9:$H$9,Kc!$I$9:$K$9)","v":0.1},2.6862818500000003E-2,{"$f":"K8339*10*'Farm data entry'!$E$22","v":0.53725637000000004},{"$f":"(L8339*'Farm data entry'!$D$14)","v":8.0588455500000003E-2},0.61784482550000008,0.61784482550000008,0,627.13297269054965,0,0.61784482550000008,0,1627.1329726905501,0,0.61784482550000008,0,2627.1329726905469,0]
["2008-11-07",2008,312,{"$f":"VLOOKUP($A8350,Rainfall!$D$3:$Q$10959,Hydrology!$D$1,FALSE)","v":1.5000000767999999},{"$f":"MAX((D8350-'Farm data entry'!$D$24)*'Farm data entry'!$D$23,0)*10*'Farm data entry'!$D$10","v":0},{"$f":"AND(C8350>='Farm data entry'!$E$15,Hydrology!C8350<='Farm data entry'!$E$16)","v":false},0,{"$f":"VLOOKUP($A8350,ETo!$A$3:$N$10959,Hydrology!$D$1,FALSE)","v":0.31622457999999998},{"$f":"(H8350*'Farm data entry'!$D$25)","v":0.22135720599999997},{"$f":"kc(C8350,Kc!$E$9:$H$9,Kc!$I$9:$K$9)","v":0},0,{"$f":"K8350*10*'Farm data entry'!$E$22","v":0},{"$f":"(L8350*'Farm data entry'!$D$14)","v":0},0,0,0,677.70557549214959,0,0,0,1677.70557549215,0,0,0,2677.7055754921471,0]
["2008-11-08",2008,313,{"$f":"VLOOKUP($A8351,Rainfall!$D$3:$Q$10959,Hydrology!$D$1,FALSE)","v":13.100000831999999},{"$f":"MAX((D8351-'Farm data entry'!$D$24)*'Farm data entry'!$D$23,0)*10*'Farm data entry'!$D$10","v":210.90001580799998},{"$f":"AND(C8351>='Farm data entry'!$E$15,Hydrology!C8351<='Farm data entry'!$E$16)","v":false},0,{"$f":"VLOOKUP($A8351,ETo!$A$3:$N$10959,Hydrology!$D$1,FALSE)","v":0.40389659999999999},{"$f":"(H8351*'Farm data entry'!$D$25)","v":0.28272761999999996},{"$f":"kc(C8351,Kc!$E$9:$H$9,Kc!$I$9:$K$9)","v":0},0,{"$f":"K8351*10*'Farm data entry'!$E$22","v":0},{"$f":"(L8351*'Farm data entry'!$D$14)","v":0},0,0,0,677.70557549214959,0,0,0,1677.70557549215,0,0,0,2677.7055754921471,0]
["2008-11-20",2008,325,{"$f":"VLOOKUP($A8363,Rainfall!$D$3:$Q$10959,Hydrology!$D$1,FALSE)","v":9.9999999360000008E-2},{"$f":"MAX((D8363-'Farm data entry'!$D$24)*'Farm data entry'!$D$23,0)*10*'Farm data entry'!$D$10","v":0},{"$f":"AND(C8363>='Farm data entry'!$E$15,Hydrology!C8363<='Farm data entry'!$E$16)","v":false},0,{"$f":"VLOOKUP($A8363,ETo!$A$3:$N$10959,Hydrology!$D$1,FALSE)","v":0.62578666000000005},{"$f":"(H8363*'Farm data entry'!$D$25)","v":0.43805066199999998},{"$f":"kc(C8363,Kc!$E$9:$H$9,Kc!$I$9:$K$9)","v":0},0,{"$f":"K8363*10*'Farm data entry'!$E$22","v":0},{"$f":"(L8363*'Farm data entry'!$D$14)","v":0},0,0,0,677.70557549214959,0,0,0,1677.70557549215,0,0,0,2677.7055754921471,0]
["2008-11-27",2008,332,{"$f":"VLOOKUP($A8370,Rainfall!$D$3:$Q$10959,Hydrology!$D$1,FALSE)","v":10.999999583999999},{"$f":"MAX((D8370-'Farm data entry'!$D$24)*'Farm data entry'!$D$23,0)*10*'Farm data entry'!$D$10","v":170.99999209599997},{"$f":"AND(C8370>='Farm data entry'!$E$15,Hydrology!C8370<='Farm data entry'!$E$16)","v":false},0,{"$f":"VLOOKUP($A8370,ETo!$A$3:$N$10959,Hydrology!$D$1,FALSE)","v":0.13220134},{"$f":"(H8370*'Farm data entry'!$D$25)","v":9.2540937999999989E-2},{"$f":"kc(C8370,Kc!$E$9:$H$9,Kc!$I$9:$K$9)","v":0},0,{"$f":"K8370*10*'Farm data entry'!$E$22","v":0},{"$f":"(L8370*'Farm data entry'!$D$14)","v":0},0,0,0,677.70557549214959,0,0,0,1677.70557549215,0,0,0,2677.7055754921471,0]
["2008-12-08",2008,343,{"$f":"VLOOKUP($A8381,Rainfall!$D$3:$Q$10959,Hydrology!$D$1,FALSE)","v":1.5999999552000002},{"$f":"MAX((D8381-'Farm data entry'!$D$24)*'Farm data entry'!$D$23,0)*10*'Farm data entry'!$D$10","v":0},{"$f":"AND(C8381>='Farm data entry'!$E$15,Hydrology!C8381<='Farm data entry'!$E$16)","v":false},0,{"$f":"VLOOKUP($A8381,ETo!$A$3:$N$10959,Hydrology!$D$1,FALSE)","v":3.8134790000000002E-2},{"$f":"(H8381*'Farm data entry'!$D$25)","v":2.6694353000000001E-2},{"$f":"kc(C8381,Kc!$E$9:$H$9,Kc!$I$9:$K$9)","v":0},0,{"$f":"K8381*10*'Farm data entry'!$E$22","v":0},{"$f":"(L8381*'Farm data entry'!$D$14)","v":0},0,0,0,677.70557549214959,0,0,0,1677.70557549215,0,0,0,2677.7055754921471,0]
["2008-12-23",2008,358,{"$f":"VLOOKUP($A8396,Rainfall!$D$3:$Q$10959,Hydrology!$D$1,FALSE)","v":0},{"$f":"MAX((D8396-'Farm data entry'!$D$24)*'Farm data entry'!$D$23,0)*10*'Farm data entry'!$D$10","v":0},{"$f":"AND(C8396>='Farm data entry'!$E$15,Hydrology!C8396<='Farm data entry'!$E$16)","v":false},0,{"$f":"VLOOKUP($A8396,ETo!$A$3:$N$10959,Hydrology!$D$1,FALSE)","v":0},{"$f":"(H8396*'Farm data entry'!$D$25)","v":0},{"$f":"kc(C8396,Kc!$E$9:$H$9,Kc!$I$9:$K$9)","v":0},0,{"$f":"K8396*10*'Farm data entry'!$E$22","v":0},{"$f":"(L8396*'Farm data entry'!$D$14)","v":0},0,0,0,677.70557549214959,0,0,0,1677.70557549215,0,0,0,2677.7055754921471,0]
["2008-12-31",2008,366,{"$f":"VLOOKUP($A8404,Rainfall!$D$3:$Q$10959,Hydrology!$D$1,FALSE)","v":0},{"$f":"MAX((D8404-'Farm data entry'!$D$24)*'Farm data entry'!$D$23,0)*10*'Farm data entry'!$D$10","v":0},{"$f":"AND(C8404>='Farm data entry'!$E$15,Hydrology!C8404<='Farm data entry'!$E$16)","v":false},0,{"$f":"VLOOKUP($A8404,ETo!$A$3:$N$10959,Hydrology!$D$1,FALSE)","v":7.1672899999999998E-3},{"$f":"(H8404*'Farm data entry'!$D$25)","v":5.0171029999999993E-3},{"$f":"kc(C8404,Kc!$E$9:$H$9,Kc!$I$9:$K$9)","v":0},0,{"$f":"K8404*10*'Farm data entry'!$E$22","v":0},{"$f":"(L8404*'Farm data entry'!$D$14)","v":0},0,0,0,677.70557549214959,0,0,0,1677.70557549215,0,0,0,2677.7055754921471,0]
["2009-01-07",2009,7,{"$f":"VLOOKUP($A8411,Rainfall!$D$3:$Q$10959,Hydrology!$D$1,FALSE)","v":0},{"$f":"MAX((D8411-'Farm data entry'!$D$24)*'Farm data entry'!$D$23,0)*10*'Farm data entry'!$D$10","v":0},{"$f":"AND(C8411>='Farm data entry'!$E$15,Hydrology!C8411<='Farm data entry'!$E$16)","v":false},0,{"$f":"VLOOKUP($A8411,ETo!$A$3:$N$10959,Hydrology!$D$1,FALSE)","v":9.4590149999999998E-2},{"$f":"(H8411*'Farm data entry'!$D$25)","v":6.6213104999999994E-2},{"$f":"kc(C8411,Kc!$E$9:$H$9,Kc!$I$9:$K$9)","v":0},0,{"$f":"K8411*10*'Farm data entry'!$E$22","v":0},{"$f":"(L8411*'Farm data entry'!$D$14)","v":0},0,0,0,677.70557549214959,0,0,0,1677.70557549215,0,0,0,2677.7055754921471,0]
["2009-01-22",2009,22,{"$f":"VLOOKUP($A8426,Rainfall!$D$3:$Q$10959,Hydrology!$D$1,FALSE)","v":20.399999904000001},{"$f":"MAX((D8426-'Farm data entry'!$D$24)*'Farm data entry'!$D$23,0)*10*'Farm data entry'!$D$10","v":349.59999817599999},{"$f":"AND(C8426>='Farm data entry'!$E$15,Hydrology!C8426<='Farm data entry'!$E$16)","v":false},0,{"$f":"VLOOKUP($A8426,ETo!$A$3:$N$10959,Hydrology!$D$1,FALSE)","v":0.21986063},{"$f":"(H8426*'Farm data entry'!$D$25)","v":0.153902441},{"$f":"kc(C8426,Kc!$E$9:$H$9,Kc!$I$9:$K$9)","v":0},0,{"$f":"K8426*10*'Farm data entry'!$E$22","v":0},{"$f":"(L8426*'Farm data entry'!$D$14)","v":0},0,0,0,677.70557549214959,0,0,0,1677.70557549215,0,0,0,2677.7055754921471,0]
["2009-02-02",2009,33,{"$f":"VLOOKUP($A8437,Rainfall!$D$3:$Q$10959,Hydrology!$D$1,FALSE)","v":2.499999984},{"$f":"MAX((D8437-'Farm data entry'!$D$24)*'Farm data entry'!$D$23,0)*10*'Farm data entry'!$D$10","v":9.4999996959999997},{"$f":"AND(C8437>='Farm data entry'!$E$15,Hydrology!C8437<='Farm data entry'!$E$16)","v":false},0,{"$f":"VLOOKUP($A8437,ETo!$A$3:$N$10959,Hydrology!$D$1,FALSE)","v":4.3071289999999998E-2},{"$f":"(H8437*'Farm data entry'!$D$25)","v":3.0149902999999995E-2},{"$f":"kc(C8437,Kc!$E$9:$H$9,Kc!$I$9:$K$9)","v":0},0,{"$f":"K8437*10*'Farm data entry'!$E$22","v":0},{"$f":"(L8437*'Farm data entry'!$D$14)","v":0},0,0,0,677.70557549214959,0,0,0,1677.70557549215,0,0,0,2677.7055754921471,0]
["2009-02-06",2009,37,{"$f":"VLOOKUP($A8441,Rainfall!$D$3:$Q$10959,Hydrology!$D$1,FALSE)","v":1.3999999392},{"$f":"MAX((D8441-'Farm data entry'!$D$24)*'Farm data entry'!$D$23,0)*10*'Farm data entry'!$D$10","v":0},{"$f":"AND(C8441>='Farm data entry'!$E$15,Hydrology!C8441<='Farm data entry'!$E$16)","v":false},0,{"$f":"VLOOKUP($A8441,ETo!$A$3:$N$10959,Hydrology!$D$1,FALSE)","v":0},{"$f":"(H8441*'Farm data entry'!$D$25)","v":0},{"$f":"kc(C8441,Kc!$E$9:$H$9,Kc!$I$9:$K$9)","v":0},0,{"$f":"K8441*10*'Farm data entry'!$E$22","v":0},{"$f":"(L8441*'Farm data entry'!$D$14)","v":0},0,0,0,677.70557549214959,0,0,0,1677.70557549215,0,0,0,2677.7055754921471,0]
["2009-02-21",2009,52,{"$f":"VLOOKUP($A8456,Rainfall!$D$3:$Q$10959,Hydrology!$D$1,FALSE)","v":0},{"$f":"MAX((D8456-'Farm data entry'!$D$24)*'Farm data entry'!$D$23,0)*10*'Farm data entry'!$D$10","v":0},{"$f":"AND(C8456>='Farm data entry'!$E$15,Hydrology!C8456<='Farm data entry'!$E$16)","v":false},0,{"$f":"VLOOKUP($A8456,ETo!$A$3:$N$10959,Hydrology!$D$1,FALSE)","v":0.58645462999999998},{"$f":"(H8456*'Farm data entry'!$D$25)","v":0.41051824099999995},{"$f":"kc(C8456,Kc!$E$9:$H$9,Kc!$I$9:$K$9)","v":0},0,{"$f":"K8456*10*'Farm data entry'!$E$22","v":0},{"$f":"(L8456*'Farm data entry'!$D$14)","v":0},0,0,0,677.70557549214959,0,0,0,1677.70557549215,0,0,0,2677.7055754921471,0]
["2009-02-26",2009,57,{"$f":"VLOOKUP($A8461,Rainfall!$D$3:$Q$10959,Hydrology!$D$1,FALSE)","v":0},{"$f":"MAX((D8461-'Farm data entry'!$D$24)*'Farm data entry'!$D$23,0)*10*'Farm data entry'!$D$10","v":0},{"$f":"AND(C8461>='Farm data entry'!$E$15,Hydrology!C8461<='Farm data entry'!$E$16)","v":false},0,{"$f":"VLOOKUP($A8461,ETo!$A$3:$N$10959,Hydrology!$D$1,FALSE)","v":0.68657047000000004},{"$f":"(H8461*'Farm data entry'!$D$25)","v":0.48059932900000002},{"$f":"kc(C8461,Kc!$E$9:$H$9,Kc!$I$9:$K$9)","v":0},0,{"$f":"K8461*10*'Farm data entry'!$E$22","v":0},{"$f":"(L8461*'Farm data entry'!$D$14)","v":0},0,0,0,677.70557549214959,0,0,0,1677.70557549215,0,0,0,2677.7055754921471,0]
["2009-03-08",2009,67,{"$f":"VLOOKUP($A8471,Rainfall!$D$3:$Q$10959,Hydrology!$D$1,FALSE)","v":4.2999999551999997},{"$f":"MAX((D8471-'Farm data entry'!$D$24)*'Farm data entry'!$D$23,0)*10*'Farm data entry'!$D$10","v":43.699999148799989},{"$f":"AND(C8471>='Farm data entry'!$E$15,Hydrology!C8471<='Farm data entry'!$E$16)","v":true},43.699999148799989,{"$f":"VLOOKUP($A8471,ETo!$A$3:$N$10959,Hydrology!$D$1,FALSE)","v":1.2704344000000001},{"$f":"(H8471*'Farm data entry'!$D$25)","v":0.88930407999999994},{"$f":"kc(C8471,Kc!$E$9:$H$9,Kc!$I$9:$K$9)","v":0},0,{"$f":"K8471*10*'Farm data entry'!$E$22","v":0},{"$f":"(L8471*'Farm data entry'!$D$14)","v":0},0,0,0,958.90558436894958,0,0,0,1958.90558436895,0,0,0,2958.9055843689471,0]
["2009-03-19",2009,78,{"$f":"VLOOKUP($A8482,Rainfall!$D$3:$Q$10959,Hydrology!$D$1,FALSE)","v":0},{"$f":"MAX((D8482-'Farm data entry'!$D$24)*'Farm data entry'!$D$23,0)*10*'Farm data entry'!$D$10","v":0},{"$f":"AND(C8482>='Farm data entry'!$E$15,Hydrology!C8482<='Farm data entry'!$E$16)","v":true},0,{"$f":"VLOOKUP($A8482,ETo!$A$3:$N$10959,Hydrology!$D$1,FALSE)","v":1.1577575},{"$f":"(H8482*'Farm data entry'!$D$25)","v":0.81043024999999991},{"$f":"kc(C8482,Kc!$E$9:$H$9,Kc!$I$9:$K$9)","v":0},0,{"$f":"K8482*10*'Farm data entry'!$E$22","v":0},{"$f":"(L8482*'Farm data entry'!$D$14)","v":0},0,0,0,1000,0,0,0,2000,0,0,0,3000,0]
["2009-03-24",2009,83,{"$f":"VLOOKUP($A8487,Rainfall!$D$3:$Q$10959,Hydrology!$D$1,FALSE)","v":1.2000000096000001},{"$f":"MAX((D8487-'Farm data entry'!$D$24)*'Farm data entry'!$D$23,0)*10*'Farm data entry'!$D$10","v":0},{"$f":"AND(C8487>='Farm data entry'!$E$15,Hydrology!C8487<='Farm data entry'!$E$16)","v":true},0,{"$f":"VLOOKUP($A8487,ETo!$A$3:$N$10959,Hydrology!$D$1,FALSE)","v":2.0804794000000002},{"$f":"(H8487*'Farm data entry'!$D$25)","v":1.45633558},{"$f":"kc(C8487,Kc!$E$9:$H$9,Kc!$I$9:$K$9)","v":0},0,{"$f":"K8487*10*'Farm data entry'!$E$22","v":0},{"$f":"(L8487*'Farm data entry'!$D$14)","v":0},0,0,0,1000,0,0,0,2000,0,0,0,3000,0]
["2009-04-04",2009,94,{"$f":"VLOOKUP($A8498,Rainfall!$D$3:$Q$10959,Hydrology!$D$1,FALSE)","v":9.9999999360000008E-2},{"$f":"MAX((D8498-'Farm data entry'!$D$24)*'Farm data entry'!$D$23,0)*10*'Farm data entry'!$D$10","v":0},{"$f":"AND(C8498>='Farm data entry'!$E$15,Hydrology!C8498<='Farm data entry'!$E$16)","v":true},0,{"$f":"VLOOKUP($A8498,ETo!$A$3:$N$10959,Hydrology!$D$1,FALSE)","v":1.7181999999999999},{"$f":"(H8498*'Farm data entry'!$D$25)","v":1.2027399999999999},{"$f":"kc(C8498,Kc!$E$9:$H$9,Kc!$I$9:$K$9)","v":0.40588235294117653},0.48817094117647064,{"$f":"K8498*10*'Farm data entry'!$E$22","v":9.7634188235294133},{"$f":"(L8498*'Farm data entry'!$D$14)","v":1.464512823529412},11.227931647058826,11.227931647058826,0,974.59596731120587,0,11.227931647058826,0,1974.5959673112061,0,11.227931647058826,0,2974.5959673112056,0]
["2009-04-18",2009,108,{"$f":"VLOOKUP($A8512,Rainfall!$D$3:$Q$10959,Hydrology!$D$1,FALSE)","v":0},{"$f":"MAX((D8512-'Farm data entry'!$D$24)*'Farm data entry'!$D$23,0)*10*'Farm data entry'!$D$10","v":0},{"$f":"AND(C8512>='Farm data entry'!$E$15,Hydrology!C8512<='Farm data entry'!$E$16)","v":true},0,{"$f":"VLOOKUP($A8512,ETo!$A$3:$N$10959,Hydrology!$D$1,FALSE)","v":2.1915580000000001},{"$f":"(H8512*'Farm data entry'!$D$25)","v":1.5340906000000001},{"$f":"kc(C8512,Kc!$E$9:$H$9,Kc!$I$9:$K$9)","v":0.44705882352941179},0.68582873882352946,{"$f":"K8512*10*'Farm data entry'!$E$22","v":13.716574776470589},{"$f":"(L8512*'Farm data entry'!$D$14)","v":2.057486216470588},15.774060992941177,15.774060992941177,0,984.22593900705886,0,15.774060992941177,0,1984.2259390070587,0,15.774060992941177,0,2984.225939007059,0]
["2009-04-23",{"$f":"YEAR(A8517)","v":2009},113,{"$f":"VLOOKUP($A8517,Rainfall!$D$3:$Q$10959,Hydrology!$D$1,FALSE)","v":0},{"$f":"MAX((D8517-'Farm data entry'!$D$24)*'Farm data entry'!$D$23,0)*10*'Farm data entry'!$D$10","v":0},{"$f":"AND(C8517>='Farm data entry'!$E$15,Hydrology!C8517<='Farm data entry'!$E$16)","v":true},0,{"$f":"VLOOKUP($A8517,ETo!$A$3:$N$10959,Hydrology!$D$1,FALSE)","v":2.3753299999999999},{"$f":"(H8517*'Farm data entry'!$D$25)","v":1.662731},{"$f":"kc(C8517,Kc!$E$9:$H$9,Kc!$I$9:$K$9)","v":0.46176470588235297},0.76779049117647058,{"$f":"K8517*10*'Farm data entry'!$E$22","v":15.355809823529412},{"$f":"(L8517*'Farm data entry'!$D$14)","v":2.303371473529412},{"$f":"SUM(L8517:M8517)","v":17.659181297058826},17.659181297058826,0,897.44664476061769,{"$f":"$N8517-O8517","v":0},{"$f":"MIN($N8517,U8516+$G8517)","v":17.659181297058826},{"$f":"MAX(U8516+$G8517-$N8517-T$1,0)","v":0},{"$f":"MIN(U8516-S8517+$G8517,T$1)","v":1897.4466447606173},{"$f":"$N8517-S8517","v":0},{"$f":"MIN($N8517,Y8516+$G8517)","v":17.659181297058826},{"$f":"MAX(Y8516+$G8517-$N8517-X$1,0)","v":0},{"$f":"MIN(Y8516-W8517+$G8517,X$1)","v":2897.4466447606183},{"$f":"$N8517-W8517","v":0}]
["2009-05-02",2009,122,{"$f":"VLOOKUP($A8526,Rainfall!$D$3:$Q$10959,Hydrology!$D$1,FALSE)","v":0},{"$f":"MAX((D8526-'Farm data entry'!$D$24)*'Farm data entry'!$D$23,0)*10*'Farm data entry'!$D$10","v":0},{"$f":"AND(C8526>='Farm data entry'!$E$15,Hydrology!C8526<='Farm data entry'!$E$16)","v":true},0,{"$f":"VLOOKUP($A8526,ETo!$A$3:$N$10959,Hydrology!$D$1,FALSE)","v":2.7400825000000002},{"$f":"(H8526*'Farm data entry'!$D$25)","v":1.91805775},{"$f":"kc(C8526,Kc!$E$9:$H$9,Kc!$I$9:$K$9)","v":0.4882352941176471},0.93646348970588245,{"$f":"K8526*10*'Farm data entry'!$E$22","v":18.729269794117648},{"$f":"(L8526*'Farm data entry'!$D$14)","v":2.809390469117647},21.538660263235297,21.538660263235297,0,809.22216094030591,0,21.538660263235297,0,1809.2221609403055,0,21.538660263235297,0,2809.2221609403068,0]
["2009-05-18",2009,138,{"$f":"VLOOKUP($A8542,Rainfall!$D$3:$Q$10959,Hydrology!$D$1,FALSE)","v":1.3999999392},{"$f":"MAX((D8542-'Farm data entry'!$D$24)*'Farm data entry'!$D$23,0)*10*'Farm data entry'!$D$10","v":0},{"$f":"AND(C8542>='Farm data entry'!$E$15,Hydrology!C8542<='Farm data entry'!$E$16)","v":true},0,{"$f":"VLOOKUP($A8542,ETo!$A$3:$N$10959,Hydrology!$D$1,FALSE)","v":2.6578195},{"$f":"(H8542*'Farm data entry'!$D$25)","v":1.8604736499999999},{"$f":"kc(C8542,Kc!$E$9:$H$9,Kc!$I$9:$K$9)","v":0.53529411764705881},0.99590060088235288,{"$f":"K8542*10*'Farm data entry'!$E$22","v":19.918012017647058},{"$f":"(L8542*'Farm data entry'!$D$14)","v":2.9877018026470585},22.905713820294118,22.905713820294118,0,603.58525548392367,0,22.905713820294118,0,1603.5852554839234,0,22.905713820294118,0,2603.5852554839244,0]
["2009-05-23",2009,143,{"$f":"VLOOKUP($A8547,Rainfall!$D$3:$Q$10959,Hydrology!$D$1,FALSE)","v":0},{"$f":"MAX((D8547-'Farm data entry'!$D$24)*'Farm data entry'!$D$23,0)*10*'Farm data entry'!$D$10","v":0},{"$f":"AND(C8547>='Farm data entry'!$E$15,Hydrology!C8547<='Farm data entry'!$E$16)","v":true},0,{"$f":"VLOOKUP($A8547,ETo!$A$3:$N$10959,Hydrology!$D$1,FALSE)","v":3.2189800000000002},{"$f":"(H8547*'Farm data entry'!$D$25)","v":2.2532860000000001},{"$f":"kc(C8547,Kc!$E$9:$H$9,Kc!$I$9:$K$9)","v":0.55000000000000004},1.2393073000000001,{"$f":"K8547*10*'Farm data entry'!$E$22","v":24.786146000000002},{"$f":"(L8547*'Farm data entry'!$D$14)","v":3.7179219000000003},28.504067900000003,28.504067900000003,0,467.80233951860021,0,28.504067900000003,0,1467.8023395185996,0,28.504067900000003,0,2467.802339518601,0]
["2009-06-03",2009,154,{"$f":"VLOOKUP($A8558,Rainfall!$D$3:$Q$10959,Hydrology!$D$1,FALSE)","v":0},{"$f":"MAX((D8558-'Farm data entry'!$D$24)*'Farm data entry'!$D$23,0)*10*'Farm data entry'!$D$10","v":0},{"$f":"AND(C8558>='Farm data entry'!$E$15,Hydrology!C8558<='Farm data entry'!$E$16)","v":true},0,{"$f":"VLOOKUP($A8558,ETo!$A$3:$N$10959,Hydrology!$D$1,FALSE)","v":2.4508646000000001},{"$f":"(H8558*'Farm data entry'!$D$25)","v":1.71560522},{"$f":"kc(C8558,Kc!$E$9:$H$9,Kc!$I$9:$K$9)","v":0.58235294117647052},0.99908774576470583,{"$f":"K8558*10*'Farm data entry'!$E$22","v":19.981754915294118},{"$f":"(L8558*'Farm data entry'!$D$14)","v":2.9972632372941175},22.979018152588235,22.979018152588235,0,206.61710124564146,0,22.979018152588235,0,1206.6171012456409,0,22.979018152588235,0,2206.617101245643,0]
["2009-06-17",2009,168,{"$f":"VLOOKUP($A8572,Rainfall!$D$3:$Q$10959,Hydrology!$D$1,FALSE)","v":0},{"$f":"MAX((D8572-'Farm data entry'!$D$24)*'Farm data entry'!$D$23,0)*10*'Farm data entry'!$D$10","v":0},{"$f":"AND(C8572>='Farm data entry'!$E$15,Hydrology!C8572<='Farm data entry'!$E$16)","v":true},0,{"$f":"VLOOKUP($A8572,ETo!$A$3:$N$10959,Hydrology!$D$1,FALSE)","v":2.6062555000000001},{"$f":"(H8572*'Farm data entry'!$D$25)","v":1.82437885},{"$f":"kc(C8572,Kc!$E$9:$H$9,Kc!$I$9:$K$9)","v":0.62352941176470589},1.1375538711764706,{"$f":"K8572*10*'Farm data entry'!$E$22","v":22.751077423529409},{"$f":"(L8572*'Farm data entry'!$D$14)","v":3.4126616135294112},26.163739037058821,26.163739037058821,0,144.26526727335334,0,26.163739037058821,0,1144.2652672733532,0,26.163739037058821,0,2144.2652672733548,0]
["2009-06-22",2009,173,{"$f":"VLOOKUP($A8577,Rainfall!$D$3:$Q$10959,Hydrology!$D$1,FALSE)","v":0},{"$f":"MAX((D8577-'Farm data entry'!$D$24)*'Farm data entry'!$D$23,0)*10*'Farm data entry'!$D$10","v":0},{"$f":"AND(C8577>='Farm data entry'!$E$15,Hydrology!C8577<='Farm data entry'!$E$16)","v":true},0,{"$f":"VLOOKUP($A8577,ETo!$A$3:$N$10959,Hydrology!$D$1,FALSE)","v":2.7122161},{"$f":"(H8577*'Farm data entry'!$D$25)","v":1.8985512699999998},{"$f":"kc(C8577,Kc!$E$9:$H$9,Kc!$I$9:$K$9)","v":0.63823529411764701},1.2117224282058821,{"$f":"K8577*10*'Farm data entry'!$E$22","v":24.234448564117642},{"$f":"(L8577*'Farm data entry'!$D$14)","v":3.6351672846176459},27.869615848735286,27.869615848735286,0,5.0654363040592401,0,27.869615848735286,0,1005.0654363040592,0,27.869615848735286,0,2005.0654363040605,0]
["2009-07-03",2009,184,{"$f":"VLOOKUP($A8588,Rainfall!$D$3:$Q$10959,Hydrology!$D$1,FALSE)","v":0},{"$f":"MAX((D8588-'Farm data entry'!$D$24)*'Farm data entry'!$D$23,0)*10*'Farm data entry'!$D$10","v":0},{"$f":"AND(C8588>='Farm data entry'!$E$15,Hydrology!C8588<='Farm data entry'!$E$16)","v":true},0,{"$f":"VLOOKUP($A8588,ETo!$A$3:$N$10959,Hydrology!$D$1,FALSE)","v":2.9270806},{"$f":"(H8588*'Farm data entry'!$D$25)","v":2.0489564200000001},{"$f":"kc(C8588,Kc!$E$9:$H$9,Kc!$I$9:$K$9)","v":0.67058823529411771},1.3740060698823531,{"$f":"K8588*10*'Farm data entry'!$E$22","v":27.480121397647061},{"$f":"(L8588*'Farm data entry'!$D$14)","v":4.1220182096470586},31.60213960729412,0,0,0,31.60213960729412,31.60213960729412,0,606.57104903104164,0,31.60213960729412,0,1606.5710490310432,0]
["2009-07-11",2009,192,{"$f":"VLOOKUP($A8596,Rainfall!$D$3:$Q$10959,Hydrology!$D$1,FALSE)","v":4.1999999040000002},{"$f":"MAX((D8596-'Farm data entry'!$D$24)*'Farm data entry'!$D$23,0)*10*'Farm data entry'!$D$10","v":41.799998176000003},{"$f":"AND(C8596>='Farm data entry'!$E$15,Hydrology!C8596<='Farm data entry'!$E$16)","v":true},41.799998176000003,{"$f":"VLOOKUP($A8596,ETo!$A$3:$N$10959,Hydrology!$D$1,FALSE)","v":1.2492812},{"$f":"(H8596*'Farm data entry'!$D$25)","v":0.87449683999999994},{"$f":"kc(C8596,Kc!$E$9:$H$9,Kc!$I$9:$K$9)","v":0.69411764705882351},0.6070036889411764,{"$f":"K8596*10*'Farm data entry'!$E$22","v":12.140073778823528},{"$f":"(L8596*'Farm data entry'!$D$14)","v":1.8210110668235291},13.961084845647056,13.961084845647056,0,27.838913330352945,0,13.961084845647056,0,515.83287600951223,0,13.961084845647056,0,1515.8328760095137,0]
["2009-07-18",2009,199,{"$f":"VLOOKUP($A8603,Rainfall!$D$3:$Q$10959,Hydrology!$D$1,FALSE)","v":0.60000000480000004},{"$f":"MAX((D8603-'Farm data entry'!$D$24)*'Farm data entry'!$D$23,0)*10*'Farm data entry'!$D$10","v":0},{"$f":"AND(C8603>='Farm data entry'!$E$15,Hydrology!C8603<='Farm data entry'!$E$16)","v":true},0,{"$f":"VLOOKUP($A8603,ETo!$A$3:$N$10959,Hydrology!$D$1,FALSE)","v":3.1591057999999999},{"$f":"(H8603*'Farm data entry'!$D$25)","v":2.2113740599999998},{"$f":"kc(C8603,Kc!$E$9:$H$9,Kc!$I$9:$K$9)","v":0.71470588235294119},1.5804820487647058,{"$f":"K8603*10*'Farm data entry'!$E$22","v":31.609640975294116},{"$f":"(L8603*'Farm data entry'!$D$14)","v":4.7414461462941171},36.351087121588236,27.068164863011763,0,0,9.2829222585764732,36.351087121588236,0,368.26339992373579,0,36.351087121588236,0,1368.2633999237371,0]
["2009-08-02",2009,214,{"$f":"VLOOKUP($A8618,Rainfall!$D$3:$Q$10959,Hydrology!$D$1,FALSE)","v":0},{"$f":"MAX((D8618-'Farm data entry'!$D$24)*'Farm data entry'!$D$23,0)*10*'Farm data entry'!$D$10","v":0},{"$f":"AND(C8618>='Farm data entry'!$E$15,Hydrology!C8618<='Farm data entry'!$E$16)","v":true},0,{"$f":"VLOOKUP($A8618,ETo!$A$3:$N$10959,Hydrology!$D$1,FALSE)","v":2.8772883},{"$f":"(H8618*'Farm data entry'!$D$25)","v":2.0141018100000001},{"$f":"kc(C8618,Kc!$E$9:$H$9,Kc!$I$9:$K$9)","v":0.75882352941176467},1.5283478440588236,{"$f":"K8618*10*'Farm data entry'!$E$22","v":30.566956881176473},{"$f":"(L8618*'Farm data entry'!$D$14)","v":4.5850435321764706},35.152000413352944,35.152000413352944,0,10.186880021558828,0,35.152000413352944,0,170.18861278451817,0,35.152000413352944,0,1170.1886127845196,0]
["2009-08-07",2009,219,{"$f":"VLOOKUP($A8623,Rainfall!$D$3:$Q$10959,Hydrology!$D$1,FALSE)","v":9.9999999360000008E-2},{"$f":"MAX((D8623-'Farm data entry'!$D$24)*'Farm data entry'!$D$23,0)*10*'Farm data entry'!$D$10","v":0},{"$f":"AND(C8623>='Farm data entry'!$E$15,Hydrology!C8623<='Farm data entry'!$E$16)","v":true},0,{"$f":"VLOOKUP($A8623,ETo!$A$3:$N$10959,Hydrology!$D$1,FALSE)","v":1.7031080000000001},{"$f":"(H8623*'Farm data entry'!$D$25)","v":1.1921755999999999},{"$f":"kc(C8623,Kc!$E$9:$H$9,Kc!$I$9:$K$9)","v":0.77352941176470591},0.92218289058823522,{"$f":"K8623*10*'Farm data entry'!$E$22","v":18.443657811764705},{"$f":"(L8623*'Farm data entry'!$D$14)","v":2.7665486717647059},21.210206483529412,21.210206483529412,0,87.350260081647036,0,21.210206483529412,0,168.80235356590049,0,21.210206483529412,0,1168.8023535659017,0]
["2009-08-21",2009,233,{"$f":"VLOOKUP($A8637,Rainfall!$D$3:$Q$10959,Hydrology!$D$1,FALSE)","v":2.9000000160000003},{"$f":"MAX((D8637-'Farm data entry'!$D$24)*'Farm data entry'!$D$23,0)*10*'Farm data entry'!$D$10","v":17.100000304000005},{"$f":"AND(C8637>='Farm data entry'!$E$15,Hydrology!C8637<='Farm data entry'!$E$16)","v":true},17.100000304000005,{"$f":"VLOOKUP($A8637,ETo!$A$3:$N$10959,Hydrology!$D$1,FALSE)","v":2.5121245000000001},{"$f":"(H8637*'Farm data entry'!$D$25)","v":1.7584871499999999},{"$f":"kc(C8637,Kc!$E$9:$H$9,Kc!$I$9:$K$9)","v":0.81470588235294117},1.4326498251470587,{"$f":"K8637*10*'Farm data entry'!$E$22","v":28.652996502941175},{"$f":"(L8637*'Farm data entry'!$D$14)","v":4.2979494754411762},32.95094597838235,17.100000304000005,0,0,15.850945674382345,17.100000304000005,0,0,15.850945674382345,32.95094597838235,0,791.2425851812369,0]
["2009-09-01",2009,244,{"$f":"VLOOKUP($A8648,Rainfall!$D$3:$Q$10959,Hydrology!$D$1,FALSE)","v":0.70000001280000002},{"$f":"MAX((D8648-'Farm data entry'!$D$24)*'Farm data entry'!$D$23,0)*10*'Farm data entry'!$D$10","v":0},{"$f":"AND(C8648>='Farm data entry'!$E$15,Hydrology!C8648<='Farm data entry'!$E$16)","v":true},0,{"$f":"VLOOKUP($A8648,ETo!$A$3:$N$10959,Hydrology!$D$1,FALSE)","v":2.7741177000000001},{"$f":"(H8648*'Farm data entry'!$D$25)","v":1.94188239},{"$f":"kc(C8648,Kc!$E$9:$H$9,Kc!$I$9:$K$9)","v":0.84705882352941175},1.6448886127058824,{"$f":"K8648*10*'Farm data entry'!$E$22","v":32.897772254117648},{"$f":"(L8648*'Farm data entry'!$D$14)","v":4.9346658381176471},37.832438092235293,0,0,0,37.832438092235293,0,0,0,37.832438092235293,37.832438092235293,0,419.32503843408989,0]
["2009-09-06",2009,249,{"$f":"VLOOKUP($A8653,Rainfall!$D$3:$Q$10959,Hydrology!$D$1,FALSE)","v":0},{"$f":"MAX((D8653-'Farm data entry'!$D$24)*'Farm data entry'!$D$23,0)*10*'Farm data entry'!$D$10","v":0},{"$f":"AND(C8653>='Farm data entry'!$E$15,Hydrology!C8653<='Farm data entry'!$E$16)","v":true},0,{"$f":"VLOOKUP($A8653,ETo!$A$3:$N$10959,Hydrology!$D$1,FALSE)","v":1.858498},{"$f":"(H8653*'Farm data entry'!$D$25)","v":1.3009485999999999},{"$f":"kc(C8653,Kc!$E$9:$H$9,Kc!$I$9:$K$9)","v":0.85},1.10580631,{"$f":"K8653*10*'Farm data entry'!$E$22","v":22.1161262},{"$f":"(L8653*'Farm data entry'!$D$14)","v":3.3174189300000001},25.433545129999999,25.433545129999999,0,17.294846650999986,0,25.433545129999999,0,17.294846650999986,0,25.433545129999999,0,436.61988508508989,0]
["2009-09-23",2009,266,{"$f":"VLOOKUP($A8670,Rainfall!$D$3:$Q$10959,Hydrology!$D$1,FALSE)","v":0},{"$f":"MAX((D8670-'Farm data entry'!$D$24)*'Farm data entry'!$D$23,0)*10*'Farm data entry'!$D$10","v":0},{"$f":"AND(C8670>='Farm data entry'!$E$15,Hydrology!C8670<='Farm data entry'!$E$16)","v":true},0,{"$f":"VLOOKUP($A8670,ETo!$A$3:$N$10959,Hydrology!$D$1,FALSE)","v":0.79729384000000003},{"$f":"(H8670*'Farm data entry'!$D$25)","v":0.55810568799999993},{"$f":"kc(C8670,Kc!$E$9:$H$9,Kc!$I$9:$K$9)","v":0.85},0.47438983479999991,{"$f":"K8670*10*'Farm data entry'!$E$22","v":9.4877966959999984},{"$f":"(L8670*'Farm data entry'!$D$14)","v":1.4231695043999997},10.910966200399997,0,0,0,10.910966200399997,0,0,0,10.910966200399997,10.910966200399997,0,135.43824817008996,0]
["2009-10-01",2009,274,{"$f":"VLOOKUP($A8678,Rainfall!$D$3:$Q$10959,Hydrology!$D$1,FALSE)","v":0},{"$f":"MAX((D8678-'Farm data entry'!$D$24)*'Farm data entry'!$D$23,0)*10*'Farm data entry'!$D$10","v":0},{"$f":"AND(C8678>='Farm data entry'!$E$15,Hydrology!C8678<='Farm data entry'!$E$16)","v":true},0,{"$f":"VLOOKUP($A8678,ETo!$A$3:$N$10959,Hydrology!$D$1,FALSE)","v":1.4674290000000001},{"$f":"(H8678*'Farm data entry'!$D$25)","v":1.0272003000000001},{"$f":"kc(C8678,Kc!$E$9:$H$9,Kc!$I$9:$K$9)","v":0.85},0.87312025500000001,{"$f":"K8678*10*'Farm data entry'!$E$22","v":17.462405100000002},{"$f":"(L8678*'Farm data entry'!$D$14)","v":2.6193607650000001},20.081765865000001,0,0,0,20.081765865000001,0,0,0,20.081765865000001,14.573190325089955,0,0,5.508575539910046]
["2009-10-12",2009,285,{"$f":"VLOOKUP($A8689,Rainfall!$D$3:$Q$10959,Hydrology!$D$1,FALSE)","v":9.9999999360000008E-2},{"$f":"MAX((D8689-'Farm data entry'!$D$24)*'Farm data entry'!$D$23,0)*10*'Farm data entry'!$D$10","v":0},{"$f":"AND(C8689>='Farm data entry'!$E$15,Hydrology!C8689<='Farm data entry'!$E$16)","v":true},0,{"$f":"VLOOKUP($A8689,ETo!$A$3:$N$10959,Hydrology!$D$1,FALSE)","v":1.0107029999999999},{"$f":"(H8689*'Farm data entry'!$D$25)","v":0.70749209999999985},{"$f":"kc(C8689,Kc!$E$9:$H$9,Kc!$I$9:$K$9)","v":0.5},0.35374604999999992,{"$f":"K8689*10*'Farm data entry'!$E$22","v":7.074920999999998},{"$f":"(L8689*'Farm data entry'!$D$14)","v":1.0612381499999997},8.1361591499999975,8.1361591499999975,0,492.84703566562507,0,8.1361591499999975,0,492.84703566562507,0,8.1361591499999975,0,492.84703566562507,0]
["2009-10-17",2009,290,{"$f":"VLOOKUP($A8694,Rainfall!$D$3:$Q$10959,Hydrology!$D$1,FALSE)","v":0},{"$f":"MAX((D8694-'Farm data entry'!$D$24)*'Farm data entry'!$D$23,0)*10*'Farm data entry'!$D$10","v":0},{"$f":"AND(C8694>='Farm data entry'!$E$15,Hydrology!C8694<='Farm data entry'!$E$16)","v":true},0,{"$f":"VLOOKUP($A8694,ETo!$A$3:$N$10959,Hydrology!$D$1,FALSE)","v":0.94156640000000003},{"$f":"(H8694*'Farm data entry'!$D$25)","v":0.65909647999999998},{"$f":"kc(C8694,Kc!$E$9:$H$9,Kc!$I$9:$K$9)","v":0.375},0.24716117999999998,{"$f":"K8694*10*'Farm data entry'!$E$22","v":4.9432235999999996},{"$f":"(L8694*'Farm data entry'!$D$14)","v":0.74148353999999994},5.6847071399999995,5.6847071399999995,0,466.12252320097508,0,5.6847071399999995,0,466.12252320097508,0,5.6847071399999995,0,466.12252320097508,0]
["2009-10-30",2009,303,{"$f":"VLOOKUP($A8707,Rainfall!$D$3:$Q$10959,Hydrology!$D$1,FALSE)","v":0.19999999872000002},{"$f":"MAX((D8707-'Farm data entry'!$D$24)*'Farm data entry'!$D$23,0)*10*'Farm data entry'!$D$10","v":0},{"$f":"AND(C8707>='Farm data entry'!$E$15,Hydrology!C8707<='Farm data entry'!$E$16)","v":true},0,{"$f":"VLOOKUP($A8707,ETo!$A$3:$N$10959,Hydrology!$D$1,FALSE)","v":0.30070980000000003},{"$f":"(H8707*'Farm data entry'!$D$25)","v":0.21049686000000001},{"$f":"kc(C8707,Kc!$E$9:$H$9,Kc!$I$9:$K$9)","v":0.05},1.0524843000000001E-2,{"$f":"K8707*10*'Farm data entry'!$E$22","v":0.21049686000000001},{"$f":"(L8707*'Farm data entry'!$D$14)","v":3.1574528999999997E-2},0.242071389,0.242071389,0,443.66896802132516,0,0.242071389,0,443.66896802132516,0,0.242071389,0,443.66896802132516,0]
["2009-11-11",2009,315,{"$f":"VLOOKUP($A8719,Rainfall!$D$3:$Q$10959,Hydrology!$D$1,FALSE)","v":0.79999997760000008},{"$f":"MAX((D8719-'Farm data entry'!$D$24)*'Farm data entry'!$D$23,0)*10*'Farm data entry'!$D$10","v":0},{"$f":"AND(C8719>='Farm data entry'!$E$15,Hydrology!C8719<='Farm data entry'!$E$16)","v":false},0,{"$f":"VLOOKUP($A8719,ETo!$A$3:$N$10959,Hydrology!$D$1,FALSE)","v":0.10777455},{"$f":"(H8719*'Farm data entry'!$D$25)","v":7.5442184999999995E-2},{"$f":"kc(C8719,Kc!$E$9:$H$9,Kc!$I$9:$K$9)","v":0},0,{"$f":"K8719*10*'Farm data entry'!$E$22","v":0},{"$f":"(L8719*'Farm data entry'!$D$14)","v":0},0,0,0,443.62611778680014,0,0,0,443.62611778680014,0,0,0,443.62611778680014,0]
["2009-11-16",2009,320,{"$f":"VLOOKUP($A8724,Rainfall!$D$3:$Q$10959,Hydrology!$D$1,FALSE)","v":0.30000000671999999},{"$f":"MAX((D8724-'Farm data entry'!$D$24)*'Farm data entry'!$D$23,0)*10*'Farm data entry'!$D$10","v":0},{"$f":"AND(C8724>='Farm data entry'!$E$15,Hydrology!C8724<='Farm data entry'!$E$16)","v":false},0,{"$f":"VLOOKUP($A8724,ETo!$A$3:$N$10959,Hydrology!$D$1,FALSE)","v":0.66057920000000003},{"$f":"(H8724*'Farm data entry'!$D$25)","v":0.46240544},{"$f":"kc(C8724,Kc!$E$9:$H$9,Kc!$I$9:$K$9)","v":0},0,{"$f":"K8724*10*'Farm data entry'!$E$22","v":0},{"$f":"(L8724*'Farm data entry'!$D$14)","v":0},0,0,0,443.62611778680014,0,0,0,443.62611778680014,0,0,0,443.62611778680014,0]
["2009-11-27",2009,331,{"$f":"VLOOKUP($A8735,Rainfall!$D$3:$Q$10959,Hydrology!$D$1,FALSE)","v":14.599999872},{"$f":"MAX((D8735-'Farm data entry'!$D$24)*'Farm data entry'!$D$23,0)*10*'Farm data entry'!$D$10","v":239.399997568},{"$f":"AND(C8735>='Farm data entry'!$E$15,Hydrology!C8735<='Farm data entry'!$E$16)","v":false},0,{"$f":"VLOOKUP($A8735,ETo!$A$3:$N$10959,Hydrology!$D$1,FALSE)","v":0.29622564000000001},{"$f":"(H8735*'Farm data entry'!$D$25)","v":0.20735794799999999},{"$f":"kc(C8735,Kc!$E$9:$H$9,Kc!$I$9:$K$9)","v":0},0,{"$f":"K8735*10*'Farm data entry'!$E$22","v":0},{"$f":"(L8735*'Farm data entry'!$D$14)","v":0},0,0,0,443.62611778680014,0,0,0,443.62611778680014,0,0,0,443.62611778680014,0]
["2009-12-01",2009,335,{"$f":"VLOOKUP($A8739,Rainfall!$D$3:$Q$10959,Hydrology!$D$1,FALSE)","v":1.3000000176000002},{"$f":"MAX((D8739-'Farm data entry'!$D$24)*'Farm data entry'!$D$23,0)*10*'Farm data entry'!$D$10","v":0},{"$f":"AND(C8739>='Farm data entry'!$E$15,Hydrology!C8739<='Farm data entry'!$E$16)","v":false},0,{"$f":"VLOOKUP($A8739,ETo!$A$3:$N$10959,Hydrology!$D$1,FALSE)","v":5.5795820000000003E-2},{"$f":"(H8739*'Farm data entry'!$D$25)","v":3.9057073999999997E-2},{"$f":"kc(C8739,Kc!$E$9:$H$9,Kc!$I$9:$K$9)","v":0},0,{"$f":"K8739*10*'Farm data entry'!$E$22","v":0},{"$f":"(L8739*'Farm data entry'!$D$14)","v":0},0,0,0,443.62611778680014,0,0,0,443.62611778680014,0,0,0,443.62611778680014,0]
["2009-12-16",2009,350,{"$f":"VLOOKUP($A8754,Rainfall!$D$3:$Q$10959,Hydrology!$D$1,FALSE)","v":2.499999984},{"$f":"MAX((D8754-'Farm data entry'!$D$24)*'Farm data entry'!$D$23,0)*10*'Farm data entry'!$D$10","v":9.4999996959999997},{"$f":"AND(C8754>='Farm data entry'!$E$15,Hydrology!C8754<='Farm data entry'!$E$16)","v":false},0,{"$f":"VLOOKUP($A8754,ETo!$A$3:$N$10959,Hydrology!$D$1,FALSE)","v":0},{"$f":"(H8754*'Farm data entry'!$D$25)","v":0},{"$f":"kc(C8754,Kc!$E$9:$H$9,Kc!$I$9:$K$9)","v":0},0,{"$f":"K8754*10*'Farm data entry'!$E$22","v":0},{"$f":"(L8754*'Farm data entry'!$D$14)","v":0},0,0,0,443.62611778680014,0,0,0,443.62611778680014,0,0,0,443.62611778680014,0]
["2009-12-27",2009,361,{"$f":"VLOOKUP($A8765,Rainfall!$D$3:$Q$10959,Hydrology!$D$1,FALSE)","v":0},{"$f":"MAX((D8765-'Farm data entry'!$D$24)*'Farm data entry'!$D$23,0)*10*'Farm data entry'!$D$10","v":0},{"$f":"AND(C8765>='Farm data entry'!$E$15,Hydrology!C8765<='Farm data entry'!$E$16)","v":false},0,{"$f":"VLOOKUP($A8765,ETo!$A$3:$N$10959,Hydrology!$D$1,FALSE)","v":0.43367359999999999},{"$f":"(H8765*'Farm data entry'!$D$25)","v":0.30357151999999998},{"$f":"kc(C8765,Kc!$E$9:$H$9,Kc!$I$9:$K$9)","v":0},0,{"$f":"K8765*10*'Farm data entry'!$E$22","v":0},{"$f":"(L8765*'Farm data entry'!$D$14)","v":0},0,0,0,443.62611778680014,0,0,0,443.62611778680014,0,0,0,443.62611778680014,0]
["2010-01-03",2010,{"$f":"A8772-DATE(YEAR(A8772)-1,12,31)","v":3},{"$f":"VLOOKUP($A8772,Rainfall!$D$3:$Q$10959,Hydrology!$D$1,FALSE)","v":0},{"$f":"MAX((D8772-'Farm data entry'!$D$24)*'Farm data entry'!$D$23,0)*10*'Farm data entry'!$D$10","v":0},{"$f":"AND(C8772>='Farm data entry'!$E$15,Hydrology!C8772<='Farm data entry'!$E$16)","v":false},{"$f":"E8772*F8772","v":0},{"$f":"VLOOKUP($A8772,ETo!$A$3:$N$10959,Hydrology!$D$1,FALSE)","v":0},{"$f":"(H8772*'Farm data entry'!$D$25)","v":0},{"$f":"kc(C8772,Kc!$E$9:$H$9,Kc!$I$9:$K$9)","v":0},{"$f":"(J8772*I8772)","v":0},{"$f":"K8772*10*'Farm data entry'!$E$22","v":0},{"$f":"(L8772*'Farm data entry'!$D$14)","v":0},0,{"$f":"MIN($N8772,Q8771+$G8772)","v":0},{"$f":"MAX(Q8771+$G8772-$N8772-P$1,0)","v":0},{"$f":"MIN(Q8771-O8772+$G8772,P$1)","v":443.62611778680014},0,0,0,443.62611778680014,0,0,0,443.62611778680014,0]
["2010-01-15",2010,15,{"$f":"VLOOKUP($A8784,Rainfall!$D$3:$Q$10959,Hydrology!$D$1,FALSE)","v":1.3999999392},{"$f":"MAX((D8784-'Farm data entry'!$D$24)*'Farm data entry'!$D$23,0)*10*'Farm data entry'!$D$10","v":0},{"$f":"AND(C8784>='Farm data entry'!$E$15,Hydrology!C8784<='Farm data entry'!$E$16)","v":false},0,{"$f":"VLOOKUP($A8784,ETo!$A$3:$N$10959,Hydrology!$D$1,FALSE)","v":0},{"$f":"(H8784*'Farm data entry'!$D$25)","v":0},{"$f":"kc(C8784,Kc!$E$9:$H$9,Kc!$I$9:$K$9)","v":0},0,{"$f":"K8784*10*'Farm data entry'!$E$22","v":0},{"$f":"(L8784*'Farm data entry'!$D$14)","v":0},0,0,0,443.62611778680014,0,0,0,443.62611778680014,0,0,0,443.62611778680014,0]
["2010-01-26",2010,26,{"$f":"VLOOKUP($A8795,Rainfall!$D$3:$Q$10959,Hydrology!$D$1,FALSE)","v":0},{"$f":"MAX((D8795-'Farm data entry'!$D$24)*'Farm data entry'!$D$23,0)*10*'Farm data entry'!$D$10","v":0},{"$f":"AND(C8795>='Farm data entry'!$E$15,Hydrology!C8795<='Farm data entry'!$E$16)","v":false},0,{"$f":"VLOOKUP($A8795,ETo!$A$3:$N$10959,Hydrology!$D$1,FALSE)","v":0.28031479999999998},{"$f":"(H8795*'Farm data entry'!$D$25)","v":0.19622035999999998},{"$f":"kc(C8795,Kc!$E$9:$H$9,Kc!$I$9:$K$9)","v":0},0,{"$f":"K8795*10*'Farm data entry'!$E$22","v":0},{"$f":"(L8795*'Farm data entry'!$D$14)","v":0},0,0,0,443.62611778680014,0,0,0,443.62611778680014,0,0,0,443.62611778680014,0]
["2010-02-05",2010,36,{"$f":"VLOOKUP($A8805,Rainfall!$D$3:$Q$10959,Hydrology!$D$1,FALSE)","v":0.49999999680000001},{"$f":"MAX((D8805-'Farm data entry'!$D$24)*'Farm data entry'!$D$23,0)*10*'Farm data entry'!$D$10","v":0},{"$f":"AND(C8805>='Farm data entry'!$E$15,Hydrology!C8805<='Farm data entry'!$E$16)","v":false},0,{"$f":"VLOOKUP($A8805,ETo!$A$3:$N$10959,Hydrology!$D$1,FALSE)","v":0.25467600000000001},{"$f":"(H8805*'Farm data entry'!$D$25)","v":0.17827319999999999},{"$f":"kc(C8805,Kc!$E$9:$H$9,Kc!$I$9:$K$9)","v":0},0,{"$f":"K8805*10*'Farm data entry'!$E$22","v":0},{"$f":"(L8805*'Farm data entry'!$D$14)","v":0},0,0,0,443.62611778680014,0,0,0,443.62611778680014,0,0,0,443.62611778680014,0]
["2010-02-10",2010,41,{"$f":"VLOOKUP($A8810,Rainfall!$D$3:$Q$10959,Hydrology!$D$1,FALSE)","v":9.9999999360000008E-2},{"$f":"MAX((D8810-'Farm data entry'!$D$24)*'Farm data entry'!$D$23,0)*10*'Farm data entry'!$D$10","v":0},{"$f":"AND(C8810>='Farm data entry'!$E$15,Hydrology!C8810<='Farm data entry'!$E$16)","v":false},0,{"$f":"VLOOKUP($A8810,ETo!$A$3:$N$10959,Hydrology!$D$1,FALSE)","v":0.53676749999999995},{"$f":"(H8810*'Farm data entry'!$D$25)","v":0.37573724999999997},{"$f":"kc(C8810,Kc!$E$9:$H$9,Kc!$I$9:$K$9)","v":0},0,{"$f":"K8810*10*'Farm data entry'!$E$22","v":0},{"$f":"(L8810*'Farm data entry'!$D$14)","v":0},0,0,0,443.62611778680014,0,0,0,443.62611778680014,0,0,0,443.62611778680014,0]
["2010-02-25",2010,56,{"$f":"VLOOKUP($A8825,Rainfall!$D$3:$Q$10959,Hydrology!$D$1,FALSE)","v":13.600000223999999},{"$f":"MAX((D8825-'Farm data entry'!$D$24)*'Farm data entry'!$D$23,0)*10*'Farm data entry'!$D$10","v":220.40000425599996},{"$f":"AND(C8825>='Farm data entry'!$E$15,Hydrology!C8825<='Farm data entry'!$E$16)","v":false},0,{"$f":"VLOOKUP($A8825,ETo!$A$3:$N$10959,Hydrology!$D$1,FALSE)","v":9.0885900000000006E-2},{"$f":"(H8825*'Farm data entry'!$D$25)","v":6.3620129999999997E-2},{"$f":"kc(C8825,Kc!$E$9:$H$9,Kc!$I$9:$K$9)","v":0},0,{"$f":"K8825*10*'Farm data entry'!$E$22","v":0},{"$f":"(L8825*'Farm data entry'!$D$14)","v":0},0,0,0,443.62611778680014,0,0,0,443.62611778680014,0,0,0,443.62611778680014,0]
["2010-03-01",2010,60,{"$f":"VLOOKUP($A8829,Rainfall!$D$3:$Q$10959,Hydrology!$D$1,FALSE)","v":9.9999999360000008E-2},{"$f":"MAX((D8829-'Farm data entry'!$D$24)*'Farm data entry'!$D$23,0)*10*'Farm data entry'!$D$10","v":0},{"$f":"AND(C8829>='Farm data entry'!$E$15,Hydrology!C8829<='Farm data entry'!$E$16)","v":false},0,{"$f":"VLOOKUP($A8829,ETo!$A$3:$N$10959,Hydrology!$D$1,FALSE)","v":0.70007280000000005},{"$f":"(H8829*'Farm data entry'!$D$25)","v":0.49005095999999998},{"$f":"kc(C8829,Kc!$E$9:$H$9,Kc!$I$9:$K$9)","v":0},0,{"$f":"K8829*10*'Farm data entry'!$E$22","v":0},{"$f":"(L8829*'Farm data entry'!$D$14)","v":0},0,0,0,443.62611778680014,0,0,0,443.62611778680014,0,0,0,443.62611778680014,0]
["2010-03-12",2010,71,{"$f":"VLOOKUP($A8840,Rainfall!$D$3:$Q$10959,Hydrology!$D$1,FALSE)","v":1.7999999711999999},{"$f":"MAX((D8840-'Farm data entry'!$D$24)*'Farm data entry'!$D$23,0)*10*'Farm data entry'!$D$10","v":0},{"$f":"AND(C8840>='Farm data entry'!$E$15,Hydrology!C8840<='Farm data entry'!$E$16)","v":true},0,{"$f":"VLOOKUP($A8840,ETo!$A$3:$N$10959,Hydrology!$D$1,FALSE)","v":0.58737110000000003},{"$f":"(H8840*'Farm data entry'!$D$25)","v":0.41115976999999998},{"$f":"kc(C8840,Kc!$E$9:$H$9,Kc!$I$9:$K$9)","v":0},0,{"$f":"K8840*10*'Farm data entry'!$E$22","v":0},{"$f":"(L8840*'Farm data entry'!$D$14)","v":0},0,0,0,443.62611778680014,0,0,0,443.62611778680014,0,0,0,443.62611778680014,0]
["2010-03-27",2010,86,{"$f":"VLOOKUP($A8855,Rainfall!$D$3:$Q$10959,Hydrology!$D$1,FALSE)","v":1.2000000096000001},{"$f":"MAX((D8855-'Farm data entry'!$D$24)*'Farm data entry'!$D$23,0)*10*'Farm data entry'!$D$10","v":0},{"$f":"AND(C8855>='Farm data entry'!$E$15,Hydrology!C8855<='Farm data entry'!$E$16)","v":true},0,{"$f":"VLOOKUP($A8855,ETo!$A$3:$N$10959,Hydrology!$D$1,FALSE)","v":0.98543460000000005},{"$f":"(H8855*'Farm data entry'!$D$25)","v":0.68980421999999997},{"$f":"kc(C8855,Kc!$E$9:$H$9,Kc!$I$9:$K$9)","v":0},0,{"$f":"K8855*10*'Farm data entry'!$E$22","v":0},{"$f":"(L8855*'Farm data entry'!$D$14)","v":0},0,0,0,717.22613049400013,0,0,0,717.22613049400013,0,0,0,717.22613049400013,0]
["2010-03-28",2010,87,{"$f":"VLOOKUP($A8856,Rainfall!$D$3:$Q$10959,Hydrology!$D$1,FALSE)","v":4.100000112},{"$f":"MAX((D8856-'Farm data entry'!$D$24)*'Farm data entry'!$D$23,0)*10*'Farm data entry'!$D$10","v":39.900002127999997},{"$f":"AND(C8856>='Farm data entry'!$E$15,Hydrology!C8856<='Farm data entry'!$E$16)","v":true},39.900002127999997,{"$f":"VLOOKUP($A8856,ETo!$A$3:$N$10959,Hydrology!$D$1,FALSE)","v":1.0686021000000001},{"$f":"(H8856*'Farm data entry'!$D$25)","v":0.74802147000000008},{"$f":"kc(C8856,Kc!$E$9:$H$9,Kc!$I$9:$K$9)","v":0},0,{"$f":"K8856*10*'Farm data entry'!$E$22","v":0},{"$f":"(L8856*'Farm data entry'!$D$14)","v":0},0,0,0,757.12613262200011,0,0,0,757.12613262200011,0,0,0,757.12613262200011,0]
["2010-04-11",2010,101,{"$f":"VLOOKUP($A8870,Rainfall!$D$3:$Q$10959,Hydrology!$D$1,FALSE)","v":0},{"$f":"MAX((D8870-'Farm data entry'!$D$24)*'Farm data entry'!$D$23,0)*10*'Farm data entry'!$D$10","v":0},{"$f":"AND(C8870>='Farm data entry'!$E$15,Hydrology!C8870<='Farm data entry'!$E$16)","v":true},0,{"$f":"VLOOKUP($A8870,ETo!$A$3:$N$10959,Hydrology!$D$1,FALSE)","v":2.0062834999999999},{"$f":"(H8870*'Farm data entry'!$D$25)","v":1.4043984499999997},{"$f":"kc(C8870,Kc!$E$9:$H$9,Kc!$I$9:$K$9)","v":0.4264705882352941},0.59893463308823514,{"$f":"K8870*10*'Farm data entry'!$E$22","v":11.978692661764702},{"$f":"(L8870*'Farm data entry'!$D$14)","v":1.7968038992647053},13.775496561029408,13.775496561029408,0,900.84827036028526,0,13.775496561029408,0,1084.6316657778032,0,13.775496561029408,0,1084.6316657778032,0]
["2010-04-16",2010,106,{"$f":"VLOOKUP($A8875,Rainfall!$D$3:$Q$10959,Hydrology!$D$1,FALSE)","v":0},{"$f":"MAX((D8875-'Farm data entry'!$D$24)*'Farm data entry'!$D$23,0)*10*'Farm data entry'!$D$10","v":0},{"$f":"AND(C8875>='Farm data entry'!$E$15,Hydrology!C8875<='Farm data entry'!$E$16)","v":true},0,{"$f":"VLOOKUP($A8875,ETo!$A$3:$N$10959,Hydrology!$D$1,FALSE)","v":2.0482084999999999},{"$f":"(H8875*'Farm data entry'!$D$25)","v":1.4337459499999998},{"$f":"kc(C8875,Kc!$E$9:$H$9,Kc!$I$9:$K$9)","v":0.44117647058823528},0.63253497794117641,{"$f":"K8875*10*'Farm data entry'!$E$22","v":12.650699558823529},{"$f":"(L8875*'Farm data entry'!$D$14)","v":1.8976049338235292},14.548304492647059,14.548304492647059,0,828.5817428823442,0,14.548304492647059,0,1012.3651382998619,0,14.548304492647059,0,1012.3651382998619,0]
["2010-04-27",2010,117,{"$f":"VLOOKUP($A8886,Rainfall!$D$3:$Q$10959,Hydrology!$D$1,FALSE)","v":0},{"$f":"MAX((D8886-'Farm data entry'!$D$24)*'Farm data entry'!$D$23,0)*10*'Farm data entry'!$D$10","v":0},{"$f":"AND(C8886>='Farm data entry'!$E$15,Hydrology!C8886<='Farm data entry'!$E$16)","v":true},0,{"$f":"VLOOKUP($A8886,ETo!$A$3:$N$10959,Hydrology!$D$1,FALSE)","v":2.6327790000000002},{"$f":"(H8886*'Farm data entry'!$D$25)","v":1.8429453},{"$f":"kc(C8886,Kc!$E$9:$H$9,Kc!$I$9:$K$9)","v":0.47352941176470592},0.87268880382352954,{"$f":"K8886*10*'Farm data entry'!$E$22","v":17.453776076470589},{"$f":"(L8886*'Farm data entry'!$D$14)","v":2.6180664114705885},20.071842487941179,20.071842487941179,0,630.75919084252087,0,20.071842487941179,0,814.54258626003855,0,20.071842487941179,0,814.54258626003855,0]
["2010-05-14",2010,134,{"$f":"VLOOKUP($A8903,Rainfall!$D$3:$Q$10959,Hydrology!$D$1,FALSE)","v":0},{"$f":"MAX((D8903-'Farm data entry'!$D$24)*'Farm data entry'!$D$23,0)*10*'Farm data entry'!$D$10","v":0},{"$f":"AND(C8903>='Farm data entry'!$E$15,Hydrology!C8903<='Farm data entry'!$E$16)","v":true},0,{"$f":"VLOOKUP($A8903,ETo!$A$3:$N$10959,Hydrology!$D$1,FALSE)","v":2.8270102000000001},{"$f":"(H8903*'Farm data entry'!$D$25)","v":1.97890714},{"$f":"kc(C8903,Kc!$E$9:$H$9,Kc!$I$9:$K$9)","v":0.52352941176470591},1.0360160909411766,{"$f":"K8903*10*'Farm data entry'!$E$22","v":20.720321818823532},{"$f":"(L8903*'Farm data entry'!$D$14)","v":3.1080482728235297},23.828370091647063,23.828370091647063,0,531.4398292639089,0,23.828370091647063,0,715.22322468142647,0,23.828370091647063,0,715.22322468142647,0]
["2010-05-16",2010,136,{"$f":"VLOOKUP($A8905,Rainfall!$D$3:$Q$10959,Hydrology!$D$1,FALSE)","v":5.1000000191999995},{"$f":"MAX((D8905-'Farm data entry'!$D$24)*'Farm data entry'!$D$23,0)*10*'Farm data entry'!$D$10","v":58.900000364799979},{"$f":"AND(C8905>='Farm data entry'!$E$15,Hydrology!C8905<='Farm data entry'!$E$16)","v":true},58.900000364799979,{"$f":"VLOOKUP($A8905,ETo!$A$3:$N$10959,Hydrology!$D$1,FALSE)","v":2.0674220000000001},{"$f":"(H8905*'Farm data entry'!$D$25)","v":1.4471954},{"$f":"kc(C8905,Kc!$E$9:$H$9,Kc!$I$9:$K$9)","v":0.52941176470588236},0.76616227058823527,{"$f":"K8905*10*'Farm data entry'!$E$22","v":15.323245411764706},{"$f":"(L8905*'Farm data entry'!$D$14)","v":2.2984868117647057},17.621732223529413,17.621732223529413,0,551.49389137973833,0,17.621732223529413,0,735.2772867972559,0,17.621732223529413,0,735.2772867972559,0]
["2010-05-27",2010,147,{"$f":"VLOOKUP($A8916,Rainfall!$D$3:$Q$10959,Hydrology!$D$1,FALSE)","v":0.30000000671999999},{"$f":"MAX((D8916-'Farm data entry'!$D$24)*'Farm data entry'!$D$23,0)*10*'Farm data entry'!$D$10","v":0},{"$f":"AND(C8916>='Farm data entry'!$E$15,Hydrology!C8916<='Farm data entry'!$E$16)","v":true},0,{"$f":"VLOOKUP($A8916,ETo!$A$3:$N$10959,Hydrology!$D$1,FALSE)","v":2.0451899999999998},{"$f":"(H8916*'Farm data entry'!$D$25)","v":1.4316329999999997},{"$f":"kc(C8916,Kc!$E$9:$H$9,Kc!$I$9:$K$9)","v":0.56176470588235294},0.80424089117647046,{"$f":"K8916*10*'Farm data entry'!$E$22","v":16.084817823529409},{"$f":"(L8916*'Farm data entry'!$D$14)","v":2.4127226735294114},18.497540497058822,18.497540497058822,0,249.7350183283267,0,18.497540497058822,0,433.51841374584427,0,18.497540497058822,0,433.51841374584427,0]
["2010-06-11",2010,162,{"$f":"VLOOKUP($A8931,Rainfall!$D$3:$Q$10959,Hydrology!$D$1,FALSE)","v":9.9999999360000008E-2},{"$f":"MAX((D8931-'Farm data entry'!$D$24)*'Farm data entry'!$D$23,0)*10*'Farm data entry'!$D$10","v":0},{"$f":"AND(C8931>='Farm data entry'!$E$15,Hydrology!C8931<='Farm data entry'!$E$16)","v":true},0,{"$f":"VLOOKUP($A8931,ETo!$A$3:$N$10959,Hydrology!$D$1,FALSE)","v":1.7744781999999999},{"$f":"(H8931*'Farm data entry'!$D$25)","v":1.2421347399999998},{"$f":"kc(C8931,Kc!$E$9:$H$9,Kc!$I$9:$K$9)","v":0.60588235294117654},0.75258751894117648,{"$f":"K8931*10*'Farm data entry'!$E$22","v":15.051750378823529},{"$f":"(L8931*'Farm data entry'!$D$14)","v":2.2577625568235291},17.309512935647057,17.309512935647057,0,334.93717309313848,0,17.309512935647057,0,518.72056851065611,0,17.309512935647057,0,518.72056851065611,0]
["2010-06-15",2010,166,{"$f":"VLOOKUP($A8935,Rainfall!$D$3:$Q$10959,Hydrology!$D$1,FALSE)","v":0},{"$f":"MAX((D8935-'Farm data entry'!$D$24)*'Farm data entry'!$D$23,0)*10*'Farm data entry'!$D$10","v":0},{"$f":"AND(C8935>='Farm data entry'!$E$15,Hydrology!C8935<='Farm data entry'!$E$16)","v":true},0,{"$f":"VLOOKUP($A8935,ETo!$A$3:$N$10959,Hydrology!$D$1,FALSE)","v":3.3831579999999999},{"$f":"(H8935*'Farm data entry'!$D$25)","v":2.3682105999999998},{"$f":"kc(C8935,Kc!$E$9:$H$9,Kc!$I$9:$K$9)","v":0.61764705882352944},1.4627183117647058,{"$f":"K8935*10*'Farm data entry'!$E$22","v":29.254366235294114},{"$f":"(L8935*'Farm data entry'!$D$14)","v":4.3881549352941169},33.642521170588232,33.642521170588232,0,220.24265231828559,0,33.642521170588232,0,404.02604773580322,0,33.642521170588232,0,404.02604773580322,0]
["2010-06-26",2010,177,{"$f":"VLOOKUP($A8946,Rainfall!$D$3:$Q$10959,Hydrology!$D$1,FALSE)","v":0},{"$f":"MAX((D8946-'Farm data entry'!$D$24)*'Farm data entry'!$D$23,0)*10*'Farm data entry'!$D$10","v":0},{"$f":"AND(C8946>='Farm data entry'!$E$15,Hydrology!C8946<='Farm data entry'!$E$16)","v":true},0,{"$f":"VLOOKUP($A8946,ETo!$A$3:$N$10959,Hydrology!$D$1,FALSE)","v":4.2845763999999997},{"$f":"(H8946*'Farm data entry'!$D$25)","v":2.9992034799999998},{"$f":"kc(C8946,Kc!$E$9:$H$9,Kc!$I$9:$K$9)","v":0.65},1.9494822619999999,{"$f":"K8946*10*'Farm data entry'!$E$22","v":38.989645239999994},{"$f":"(L8946*'Farm data entry'!$D$14)","v":5.8484467859999993},44.838092025999991,0,0,0,44.838092025999991,44.365374169862065,0,0,0.47271785613792616,44.365374169862065,0,0,0.47271785613792616]
["2010-07-11",2010,192,{"$f":"VLOOKUP($A8961,Rainfall!$D$3:$Q$10959,Hydrology!$D$1,FALSE)","v":2.2999999680000003},{"$f":"MAX((D8961-'Farm data entry'!$D$24)*'Farm data entry'!$D$23,0)*10*'Farm data entry'!$D$10","v":5.6999993920000049},{"$f":"AND(C8961>='Farm data entry'!$E$15,Hydrology!C8961<='Farm data entry'!$E$16)","v":true},5.6999993920000049,{"$f":"VLOOKUP($A8961,ETo!$A$3:$N$10959,Hydrology!$D$1,FALSE)","v":3.9838146999999999},{"$f":"(H8961*'Farm data entry'!$D$25)","v":2.7886702899999998},{"$f":"kc(C8961,Kc!$E$9:$H$9,Kc!$I$9:$K$9)","v":0.69411764705882351},1.9356652601176469,{"$f":"K8961*10*'Farm data entry'!$E$22","v":38.713305202352942},{"$f":"(L8961*'Farm data entry'!$D$14)","v":5.8069957803529411},44.520300982705884,5.6999993920000049,0,0,38.820301590705881,5.6999993920000049,0,0,38.820301590705881,5.6999993920000049,0,0,38.820301590705881]
["2010-07-18",2010,199,{"$f":"VLOOKUP($A8968,Rainfall!$D$3:$Q$10959,Hydrology!$D$1,FALSE)","v":0},{"$f":"MAX((D8968-'Farm data entry'!$D$24)*'Farm data entry'!$D$23,0)*10*'Farm data entry'!$D$10","v":0},{"$f":"AND(C8968>='Farm data entry'!$E$15,Hydrology!C8968<='Farm data entry'!$E$16)","v":true},0,{"$f":"VLOOKUP($A8968,ETo!$A$3:$N$10959,Hydrology!$D$1,FALSE)","v":3.4145116999999998},{"$f":"(H8968*'Farm data entry'!$D$25)","v":2.3901581899999997},{"$f":"kc(C8968,Kc!$E$9:$H$9,Kc!$I$9:$K$9)","v":0.71470588235294119},1.7082601181470587,{"$f":"K8968*10*'Farm data entry'!$E$22","v":34.165202362941173},{"$f":"(L8968*'Farm data entry'!$D$14)","v":5.1247803544411754},39.289982717382351,0,0,0,39.289982717382351,0,0,0,39.289982717382351,0,0,0,39.289982717382351]
["2010-07-26",2010,207,{"$f":"VLOOKUP($A8976,Rainfall!$D$3:$Q$10959,Hydrology!$D$1,FALSE)","v":0.39999998880000004},{"$f":"MAX((D8976-'Farm data entry'!$D$24)*'Farm data entry'!$D$23,0)*10*'Farm data entry'!$D$10","v":0},{"$f":"AND(C8976>='Farm data entry'!$E$15,Hydrology!C8976<='Farm data entry'!$E$16)","v":true},0,{"$f":"VLOOKUP($A8976,ETo!$A$3:$N$10959,Hydrology!$D$1,FALSE)","v":2.1445319999999999},{"$f":"(H8976*'Farm data entry'!$D$25)","v":1.5011723999999997},{"$f":"kc(C8976,Kc!$E$9:$H$9,Kc!$I$9:$K$9)","v":0.7382352941176471},1.1082184482352939,{"$f":"K8976*10*'Farm data entry'!$E$22","v":22.164368964705879},{"$f":"(L8976*'Farm data entry'!$D$14)","v":3.324655344705882},25.489024309411761,0,0,0,25.489024309411761,0,0,0,25.489024309411761,0,0,0,25.489024309411761]
["2010-08-10",2010,222,{"$f":"VLOOKUP($A8991,Rainfall!$D$3:$Q$10959,Hydrology!$D$1,FALSE)","v":1.9000001088},{"$f":"MAX((D8991-'Farm data entry'!$D$24)*'Farm data entry'!$D$23,0)*10*'Farm data entry'!$D$10","v":0},{"$f":"AND(C8991>='Farm data entry'!$E$15,Hydrology!C8991<='Farm data entry'!$E$16)","v":true},0,{"$f":"VLOOKUP($A8991,ETo!$A$3:$N$10959,Hydrology!$D$1,FALSE)","v":1.1052417000000001},{"$f":"(H8991*'Farm data entry'!$D$25)","v":0.77366919000000001},{"$f":"kc(C8991,Kc!$E$9:$H$9,Kc!$I$9:$K$9)","v":0.78235294117647058},0.60528236629411769,{"$f":"K8991*10*'Farm data entry'!$E$22","v":12.105647325882353},{"$f":"(L8991*'Farm data entry'!$D$14)","v":1.815847098882353},13.921494424764706,13.921494424764706,0,10.120746870764709,0,13.921494424764706,0,10.120746870764709,0,13.921494424764706,0,10.120746870764709,0]
["2010-08-11",2010,223,{"$f":"VLOOKUP($A8992,Rainfall!$D$3:$Q$10959,Hydrology!$D$1,FALSE)","v":9.9999999360000008E-2},{"$f":"MAX((D8992-'Farm data entry'!$D$24)*'Farm data entry'!$D$23,0)*10*'Farm data entry'!$D$10","v":0},{"$f":"AND(C8992>='Farm data entry'!$E$15,Hydrology!C8992<='Farm data entry'!$E$16)","v":true},0,{"$f":"VLOOKUP($A8992,ETo!$A$3:$N$10959,Hydrology!$D$1,FALSE)","v":2.4256177000000001},{"$f":"(H8992*'Farm data entry'!$D$25)","v":1.6979323900000001},{"$f":"kc(C8992,Kc!$E$9:$H$9,Kc!$I$9:$K$9)","v":0.78529411764705881},1.3333763180294118,{"$f":"K8992*10*'Farm data entry'!$E$22","v":26.667526360588237},{"$f":"(L8992*'Farm data entry'!$D$14)","v":4.0001289540882352},30.667655314676473,10.120746870764709,0,0,20.546908443911764,10.120746870764709,0,0,20.546908443911764,10.120746870764709,0,0,20.546908443911764]
["2010-08-24",2010,236,{"$f":"VLOOKUP($A9005,Rainfall!$D$3:$Q$10959,Hydrology!$D$1,FALSE)","v":9.9999999360000008E-2},{"$f":"MAX((D9005-'Farm data entry'!$D$24)*'Farm data entry'!$D$23,0)*10*'Farm data entry'!$D$10","v":0},{"$f":"AND(C9005>='Farm data entry'!$E$15,Hydrology!C9005<='Farm data entry'!$E$16)","v":true},0,{"$f":"VLOOKUP($A9005,ETo!$A$3:$N$10959,Hydrology!$D$1,FALSE)","v":2.9649960000000002},{"$f":"(H9005*'Farm data entry'!$D$25)","v":2.0754972},{"$f":"kc(C9005,Kc!$E$9:$H$9,Kc!$I$9:$K$9)","v":0.82352941176470584},1.7092329882352941,{"$f":"K9005*10*'Farm data entry'!$E$22","v":34.184659764705884},{"$f":"(L9005*'Farm data entry'!$D$14)","v":5.1276989647058828},39.31235872941177,39.31235872941177,0,288.98961162005884,0,39.31235872941177,0,288.98961162005884,0,39.31235872941177,0,288.98961162005884,0]
["2010-09-05",2010,248,{"$f":"VLOOKUP($A9017,Rainfall!$D$3:$Q$10959,Hydrology!$D$1,FALSE)","v":0},{"$f":"MAX((D9017-'Farm data entry'!$D$24)*'Farm data entry'!$D$23,0)*10*'Farm data entry'!$D$10","v":0},{"$f":"AND(C9017>='Farm data entry'!$E$15,Hydrology!C9017<='Farm data entry'!$E$16)","v":true},0,{"$f":"VLOOKUP($A9017,ETo!$A$3:$N$10959,Hydrology!$D$1,FALSE)","v":2.2307630000000001},{"$f":"(H9017*'Farm data entry'!$D$25)","v":1.5615341},{"$f":"kc(C9017,Kc!$E$9:$H$9,Kc!$I$9:$K$9)","v":0.85},1.3273039849999999,{"$f":"K9017*10*'Farm data entry'!$E$22","v":26.5460797},{"$f":"(L9017*'Farm data entry'!$D$14)","v":3.9819119549999997},30.527991655000001,30.527991655000001,0,580.34850089222959,0,30.527991655000001,0,580.34850089222959,0,30.527991655000001,0,580.34850089222959,0]
["2010-09-10",2010,253,{"$f":"VLOOKUP($A9022,Rainfall!$D$3:$Q$10959,Hydrology!$D$1,FALSE)","v":9.9999999360000008E-2},{"$f":"MAX((D9022-'Farm data entry'!$D$24)*'Farm data entry'!$D$23,0)*10*'Farm data entry'!$D$10","v":0},{"$f":"AND(C9022>='Farm data entry'!$E$15,Hydrology!C9022<='Farm data entry'!$E$16)","v":true},0,{"$f":"VLOOKUP($A9022,ETo!$A$3:$N$10959,Hydrology!$D$1,FALSE)","v":1.0941274999999999},{"$f":"(H9022*'Farm data entry'!$D$25)","v":0.76588924999999985},{"$f":"kc(C9022,Kc!$E$9:$H$9,Kc!$I$9:$K$9)","v":0.85},0.65100586249999981,{"$f":"K9022*10*'Farm data entry'!$E$22","v":13.020117249999997},{"$f":"(L9022*'Farm data entry'!$D$14)","v":1.9530175874999993},14.973134837499996,14.973134837499996,0,636.67908870132965,0,14.973134837499996,0,636.67908870132965,0,14.973134837499996,0,636.67908870132965,0]
["2010-09-26",2010,269,{"$f":"VLOOKUP($A9038,Rainfall!$D$3:$Q$10959,Hydrology!$D$1,FALSE)","v":8.5000000320000009},{"$f":"MAX((D9038-'Farm data entry'!$D$24)*'Farm data entry'!$D$23,0)*10*'Farm data entry'!$D$10","v":123.50000060800001},{"$f":"AND(C9038>='Farm data entry'!$E$15,Hydrology!C9038<='Farm data entry'!$E$16)","v":true},123.50000060800001,{"$f":"VLOOKUP($A9038,ETo!$A$3:$N$10959,Hydrology!$D$1,FALSE)","v":0.96824710000000003},{"$f":"(H9038*'Farm data entry'!$D$25)","v":0.67777297000000003},{"$f":"kc(C9038,Kc!$E$9:$H$9,Kc!$I$9:$K$9)","v":0.85},0.57610702450000006,{"$f":"K9038*10*'Farm data entry'!$E$22","v":11.522140490000002},{"$f":"(L9038*'Farm data entry'!$D$14)","v":1.7283210735000003},13.250461563500002,13.250461563500002,0,517.80174382597977,0,13.250461563500002,0,517.80174382597977,0,13.250461563500002,0,517.80174382597977,0]
["2010-10-05",2010,278,{"$f":"VLOOKUP($A9047,Rainfall!$D$3:$Q$10959,Hydrology!$D$1,FALSE)","v":6.9999997823999998},{"$f":"MAX((D9047-'Farm data entry'!$D$24)*'Farm data entry'!$D$23,0)*10*'Farm data entry'!$D$10","v":94.999995865599999},{"$f":"AND(C9047>='Farm data entry'!$E$15,Hydrology!C9047<='Farm data entry'!$E$16)","v":true},94.999995865599999,{"$f":"VLOOKUP($A9047,ETo!$A$3:$N$10959,Hydrology!$D$1,FALSE)","v":0.47327590000000003},{"$f":"(H9047*'Farm data entry'!$D$25)","v":0.33129312999999999},{"$f":"kc(C9047,Kc!$E$9:$H$9,Kc!$I$9:$K$9)","v":0.67500000000000004},0.22362286275000001,{"$f":"K9047*10*'Farm data entry'!$E$22","v":4.4724572550000001},{"$f":"(L9047*'Farm data entry'!$D$14)","v":0.67086858824999995},5.1433258432500004,5.1433258432500004,84.875005897149777,1000,0,5.1433258432500004,0,1224.5049161269794,0,5.1433258432500004,0,1224.5049161269794,0]
["2010-10-10",2010,283,{"$f":"VLOOKUP($A9052,Rainfall!$D$3:$Q$10959,Hydrology!$D$1,FALSE)","v":0},{"$f":"MAX((D9052-'Farm data entry'!$D$24)*'Farm data entry'!$D$23,0)*10*'Farm data entry'!$D$10","v":0},{"$f":"AND(C9052>='Farm data entry'!$E$15,Hydrology!C9052<='Farm data entry'!$E$16)","v":true},0,{"$f":"VLOOKUP($A9052,ETo!$A$3:$N$10959,Hydrology!$D$1,FALSE)","v":1.418247},{"$f":"(H9052*'Farm data entry'!$D$25)","v":0.99277289999999996},{"$f":"kc(C9052,Kc!$E$9:$H$9,Kc!$I$9:$K$9)","v":0.55000000000000004},0.54602509500000007,{"$f":"K9052*10*'Farm data entry'!$E$22","v":10.920501900000001},{"$f":"(L9052*'Farm data entry'!$D$14)","v":1.6380752850000002},12.558577185000001,12.558577185000001,0,956.41436798874997,0,12.558577185000001,0,1180.9192841157294,0,12.558577185000001,0,1180.9192841157294,0]
["2010-10-21",2010,294,{"$f":"VLOOKUP($A9063,Rainfall!$D$3:$Q$10959,Hydrology!$D$1,FALSE)","v":0},{"$f":"MAX((D9063-'Farm data entry'!$D$24)*'Farm data entry'!$D$23,0)*10*'Farm data entry'!$D$10","v":0},{"$f":"AND(C9063>='Farm data entry'!$E$15,Hydrology!C9063<='Farm data entry'!$E$16)","v":true},0,{"$f":"VLOOKUP($A9063,ETo!$A$3:$N$10959,Hydrology!$D$1,FALSE)","v":0.72159534999999997},{"$f":"(H9063*'Farm data entry'!$D$25)","v":0.50511674499999992},{"$f":"kc(C9063,Kc!$E$9:$H$9,Kc!$I$9:$K$9)","v":0.27500000000000002},0.13890710487499999,{"$f":"K9063*10*'Farm data entry'!$E$22","v":2.7781420975},{"$f":"(L9063*'Farm data entry'!$D$14)","v":0.41672131462500001},3.1948634121250001,3.1948634121250001,0,929.30011730637511,0,3.1948634121250001,0,1153.8050334333543,0,3.1948634121250001,0,1153.8050334333543,0]
["2010-10-28",2010,301,{"$f":"VLOOKUP($A9070,Rainfall!$D$3:$Q$10959,Hydrology!$D$1,FALSE)","v":0},{"$f":"MAX((D9070-'Farm data entry'!$D$24)*'Farm data entry'!$D$23,0)*10*'Farm data entry'!$D$10","v":0},{"$f":"AND(C9070>='Farm data entry'!$E$15,Hydrology!C9070<='Farm data entry'!$E$16)","v":true},0,{"$f":"VLOOKUP($A9070,ETo!$A$3:$N$10959,Hydrology!$D$1,FALSE)","v":0.50043636999999996},{"$f":"(H9070*'Farm data entry'!$D$25)","v":0.35030545899999993},{"$f":"kc(C9070,Kc!$E$9:$H$9,Kc!$I$9:$K$9)","v":0.1},3.5030545899999994E-2,{"$f":"K9070*10*'Farm data entry'!$E$22","v":0.70061091799999986},{"$f":"(L9070*'Farm data entry'!$D$14)","v":0.10509163769999998},0.80570255569999982,0.80570255569999982,0,985.21189174610004,0,0.80570255569999982,0,1209.7168078730795,0,0.80570255569999982,0,1209.7168078730795,0]
["2010-11-09",2010,313,{"$f":"VLOOKUP($A9082,Rainfall!$D$3:$Q$10959,Hydrology!$D$1,FALSE)","v":5.5999995839999999},{"$f":"MAX((D9082-'Farm data entry'!$D$24)*'Farm data entry'!$D$23,0)*10*'Farm data entry'!$D$10","v":68.399992095999991},{"$f":"AND(C9082>='Farm data entry'!$E$15,Hydrology!C9082<='Farm data entry'!$E$16)","v":false},0,{"$f":"VLOOKUP($A9082,ETo!$A$3:$N$10959,Hydrology!$D$1,FALSE)","v":0.31055674},{"$f":"(H9082*'Farm data entry'!$D$25)","v":0.21738971799999998},{"$f":"kc(C9082,Kc!$E$9:$H$9,Kc!$I$9:$K$9)","v":0},0,{"$f":"K9082*10*'Farm data entry'!$E$22","v":0},{"$f":"(L9082*'Farm data entry'!$D$14)","v":0},0,0,0,999.90640078642502,0,0,0,1261.6445293361044,0,0,0,1261.6445293361044,0]
["2010-11-20",{"$f":"YEAR(A9093)","v":2010},324,{"$f":"VLOOKUP($A9093,Rainfall!$D$3:$Q$10959,Hydrology!$D$1,FALSE)","v":0.19999999872000002},{"$f":"MAX((D9093-'Farm data entry'!$D$24)*'Farm data entry'!$D$23,0)*10*'Farm data entry'!$D$10","v":0},{"$f":"AND(C9093>='Farm data entry'!$E$15,Hydrology!C9093<='Farm data entry'!$E$16)","v":false},0,{"$f":"VLOOKUP($A9093,ETo!$A$3:$N$10959,Hydrology!$D$1,FALSE)","v":0},{"$f":"(H9093*'Farm data entry'!$D$25)","v":0},{"$f":"kc(C9093,Kc!$E$9:$H$9,Kc!$I$9:$K$9)","v":0},0,{"$f":"K9093*10*'Farm data entry'!$E$22","v":0},{"$f":"(L9093*'Farm data entry'!$D$14)","v":0},{"$f":"SUM(L9093:M9093)","v":0},0,0,999.90640078642502,{"$f":"$N9093-O9093","v":0},{"$f":"MIN($N9093,U9092+$G9093)","v":0},{"$f":"MAX(U9092+$G9093-$N9093-T$1,0)","v":0},{"$f":"MIN(U9092-S9093+$G9093,T$1)","v":1261.6445293361044},{"$f":"$N9093-S9093","v":0},{"$f":"MIN($N9093,Y9092+$G9093)","v":0},{"$f":"MAX(Y9092+$G9093-$N9093-X$1,0)","v":0},{"$f":"MIN(Y9092-W9093+$G9093,X$1)","v":1261.6445293361044},{"$f":"$N9093-W9093","v":0}]
["2010-11-30",2010,334,{"$f":"VLOOKUP($A9103,Rainfall!$D$3:$Q$10959,Hydrology!$D$1,FALSE)","v":6.0000001344000005},{"$f":"MAX((D9103-'Farm data entry'!$D$24)*'Farm data entry'!$D$23,0)*10*'Farm data entry'!$D$10","v":76.000002553599998},{"$f":"AND(C9103>='Farm data entry'!$E$15,Hydrology!C9103<='Farm data entry'!$E$16)","v":false},0,{"$f":"VLOOKUP($A9103,ETo!$A$3:$N$10959,Hydrology!$D$1,FALSE)","v":0.12719696999999999},{"$f":"(H9103*'Farm data entry'!$D$25)","v":8.9037878999999986E-2},{"$f":"kc(C9103,Kc!$E$9:$H$9,Kc!$I$9:$K$9)","v":0},0,{"$f":"K9103*10*'Farm data entry'!$E$22","v":0},{"$f":"(L9103*'Farm data entry'!$D$14)","v":0},0,0,0,999.90640078642502,0,0,0,1261.6445293361044,0,0,0,1261.6445293361044,0]
["2010-12-09",2010,343,{"$f":"VLOOKUP($A9112,Rainfall!$D$3:$Q$10959,Hydrology!$D$1,FALSE)","v":0},{"$f":"MAX((D9112-'Farm data entry'!$D$24)*'Farm data entry'!$D$23,0)*10*'Farm data entry'!$D$10","v":0},{"$f":"AND(C9112>='Farm data entry'!$E$15,Hydrology!C9112<='Farm data entry'!$E$16)","v":false},0,{"$f":"VLOOKUP($A9112,ETo!$A$3:$N$10959,Hydrology!$D$1,FALSE)","v":0.23370677000000001},{"$f":"(H9112*'Farm data entry'!$D$25)","v":0.16359473899999999},{"$f":"kc(C9112,Kc!$E$9:$H$9,Kc!$I$9:$K$9)","v":0},0,{"$f":"K9112*10*'Farm data entry'!$E$22","v":0},{"$f":"(L9112*'Farm data entry'!$D$14)","v":0},0,0,0,999.90640078642502,0,0,0,1261.6445293361044,0,0,0,1261.6445293361044,0]
["2010-12-20",2010,354,{"$f":"VLOOKUP($A9123,Rainfall!$D$3:$Q$10959,Hydrology!$D$1,FALSE)","v":3.7000000800000001},{"$f":"MAX((D9123-'Farm data entry'!$D$24)*'Farm data entry'!$D$23,0)*10*'Farm data entry'!$D$10","v":32.300001520000002},{"$f":"AND(C9123>='Farm data entry'!$E$15,Hydrology!C9123<='Farm data entry'!$E$16)","v":false},0,{"$f":"VLOOKUP($A9123,ETo!$A$3:$N$10959,Hydrology!$D$1,FALSE)","v":1.7489887999999999E-2},{"$f":"(H9123*'Farm data entry'!$D$25)","v":1.2242921599999998E-2},{"$f":"kc(C9123,Kc!$E$9:$H$9,Kc!$I$9:$K$9)","v":0},0,{"$f":"K9123*10*'Farm data entry'!$E$22","v":0},{"$f":"(L9123*'Farm data entry'!$D$14)","v":0},0,0,0,999.90640078642502,0,0,0,1261.6445293361044,0,0,0,1261.6445293361044,0]
["2011-01-02",2011,2,{"$f":"VLOOKUP($A9136,Rainfall!$D$3:$Q$10959,Hydrology!$D$1,FALSE)","v":0},{"$f":"MAX((D9136-'Farm data entry'!$D$24)*'Farm data entry'!$D$23,0)*10*'Farm data entry'!$D$10","v":0},{"$f":"AND(C9136>='Farm data entry'!$E$15,Hydrology!C9136<='Farm data entry'!$E$16)","v":false},0,{"$f":"VLOOKUP($A9136,ETo!$A$3:$N$10959,Hydrology!$D$1,FALSE)","v":4.8601322000000002E-2},{"$f":"(H9136*'Farm data entry'!$D$25)","v":3.4020925399999999E-2},{"$f":"kc(C9136,Kc!$E$9:$H$9,Kc!$I$9:$K$9)","v":0},0,{"$f":"K9136*10*'Farm data entry'!$E$22","v":0},{"$f":"(L9136*'Farm data entry'!$D$14)","v":0},0,0,0,999.90640078642502,0,0,0,1261.6445293361044,0,0,0,1261.6445293361044,0]
["2011-01-04",2011,4,{"$f":"VLOOKUP($A9138,Rainfall!$D$3:$Q$10959,Hydrology!$D$1,FALSE)","v":0.60000000480000004},{"$f":"MAX((D9138-'Farm data entry'!$D$24)*'Farm data entry'!$D$23,0)*10*'Farm data entry'!$D$10","v":0},{"$f":"AND(C9138>='Farm data entry'!$E$15,Hydrology!C9138<='Farm data entry'!$E$16)","v":false},0,{"$f":"VLOOKUP($A9138,ETo!$A$3:$N$10959,Hydrology!$D$1,FALSE)","v":9.2989299999999997E-2},{"$f":"(H9138*'Farm data entry'!$D$25)","v":6.5092509999999992E-2},{"$f":"kc(C9138,Kc!$E$9:$H$9,Kc!$I$9:$K$9)","v":0},0,{"$f":"K9138*10*'Farm data entry'!$E$22","v":0},{"$f":"(L9138*'Farm data entry'!$D$14)","v":0},0,0,0,999.90640078642502,0,0,0,1261.6445293361044,0,0,0,1261.6445293361044,0]
["2011-01-19",2011,19,{"$f":"VLOOKUP($A9153,Rainfall!$D$3:$Q$10959,Hydrology!$D$1,FALSE)","v":0.60000000480000004},{"$f":"MAX((D9153-'Farm data entry'!$D$24)*'Farm data entry'!$D$23,0)*10*'Farm data entry'!$D$10","v":0},{"$f":"AND(C9153>='Farm data entry'!$E$15,Hydrology!C9153<='Farm data entry'!$E$16)","v":false},0,{"$f":"VLOOKUP($A9153,ETo!$A$3:$N$10959,Hydrology!$D$1,FALSE)","v":0},{"$f":"(H9153*'Farm data entry'!$D$25)","v":0},{"$f":"kc(C9153,Kc!$E$9:$H$9,Kc!$I$9:$K$9)","v":0},0,{"$f":"K9153*10*'Farm data entry'!$E$22","v":0},{"$f":"(L9153*'Farm data entry'!$D$14)","v":0},0,0,0,999.90640078642502,0,0,0,1261.6445293361044,0,0,0,1261.6445293361044,0]
["2011-01-24",2011,24,{"$f":"VLOOKUP($A9158,Rainfall!$D$3:$Q$10959,Hydrology!$D$1,FALSE)","v":0},{"$f":"MAX((D9158-'Farm data entry'!$D$24)*'Farm data entry'!$D$23,0)*10*'Farm data entry'!$D$10","v":0},{"$f":"AND(C9158>='Farm data entry'!$E$15,Hydrology!C9158<='Farm data entry'!$E$16)","v":false},0,{"$f":"VLOOKUP($A9158,ETo!$A$3:$N$10959,Hydrology!$D$1,FALSE)","v":0.24848695000000001},{"$f":"(H9158*'Farm data entry'!$D$25)","v":0.173940865},{"$f":"kc(C9158,Kc!$E$9:$H$9,Kc!$I$9:$K$9)","v":0},0,{"$f":"K9158*10*'Farm data entry'!$E$22","v":0},{"$f":"(L9158*'Farm data entry'!$D$14)","v":0},0,0,0,999.90640078642502,0,0,0,1261.6445293361044,0,0,0,1261.6445293361044,0]
["2011-02-03",2011,34,{"$f":"VLOOKUP($A9168,Rainfall!$D$3:$Q$10959,Hydrology!$D$1,FALSE)","v":0},{"$f":"MAX((D9168-'Farm data entry'!$D$24)*'Farm data entry'!$D$23,0)*10*'Farm data entry'!$D$10","v":0},{"$f":"AND(C9168>='Farm data entry'!$E$15,Hydrology!C9168<='Farm data entry'!$E$16)","v":false},0,{"$f":"VLOOKUP($A9168,ETo!$A$3:$N$10959,Hydrology!$D$1,FALSE)","v":0.27426547000000001},{"$f":"(H9168*'Farm data entry'!$D$25)","v":0.191985829},{"$f":"kc(C9168,Kc!$E$9:$H$9,Kc!$I$9:$K$9)","v":0},0,{"$f":"K9168*10*'Farm data entry'!$E$22","v":0},{"$f":"(L9168*'Farm data entry'!$D$14)","v":0},0,0,0,999.90640078642502,0,0,0,1261.6445293361044,0,0,0,1261.6445293361044,0]
["2011-02-18",2011,49,{"$f":"VLOOKUP($A9183,Rainfall!$D$3:$Q$10959,Hydrology!$D$1,FALSE)","v":3.9999999744000001},{"$f":"MAX((D9183-'Farm data entry'!$D$24)*'Farm data entry'!$D$23,0)*10*'Farm data entry'!$D$10","v":37.999999513600002},{"$f":"AND(C9183>='Farm data entry'!$E$15,Hydrology!C9183<='Farm data entry'!$E$16)","v":false},0,{"$f":"VLOOKUP($A9183,ETo!$A$3:$N$10959,Hydrology!$D$1,FALSE)","v":0.20798518999999999},{"$f":"(H9183*'Farm data entry'!$D$25)","v":0.14558963299999997},{"$f":"kc(C9183,Kc!$E$9:$H$9,Kc!$I$9:$K$9)","v":0},0,{"$f":"K9183*10*'Farm data entry'!$E$22","v":0},{"$f":"(L9183*'Farm data entry'!$D$14)","v":0},0,0,0,999.90640078642502,0,0,0,1261.6445293361044,0,0,0,1261.6445293361044,0]
["2011-02-23",2011,54,{"$f":"VLOOKUP($A9188,Rainfall!$D$3:$Q$10959,Hydrology!$D$1,FALSE)","v":1.3000000176000002},{"$f":"MAX((D9188-'Farm data entry'!$D$24)*'Farm data entry'!$D$23,0)*10*'Farm data entry'!$D$10","v":0},{"$f":"AND(C9188>='Farm data entry'!$E$15,Hydrology!C9188<='Farm data entry'!$E$16)","v":false},0,{"$f":"VLOOKUP($A9188,ETo!$A$3:$N$10959,Hydrology!$D$1,FALSE)","v":3.6629944999999997E-2},{"$f":"(H9188*'Farm data entry'!$D$25)","v":2.5640961499999997E-2},{"$f":"kc(C9188,Kc!$E$9:$H$9,Kc!$I$9:$K$9)","v":0},0,{"$f":"K9188*10*'Farm data entry'!$E$22","v":0},{"$f":"(L9188*'Farm data entry'!$D$14)","v":0},0,0,0,999.90640078642502,0,0,0,1261.6445293361044,0,0,0,1261.6445293361044,0]
["2011-03-08",2011,67,{"$f":"VLOOKUP($A9201,Rainfall!$D$3:$Q$10959,Hydrology!$D$1,FALSE)","v":0},{"$f":"MAX((D9201-'Farm data entry'!$D$24)*'Farm data entry'!$D$23,0)*10*'Farm data entry'!$D$10","v":0},{"$f":"AND(C9201>='Farm data entry'!$E$15,Hydrology!C9201<='Farm data entry'!$E$16)","v":true},0,{"$f":"VLOOKUP($A9201,ETo!$A$3:$N$10959,Hydrology!$D$1,FALSE)","v":0.98321809999999998},{"$f":"(H9201*'Farm data entry'!$D$25)","v":0.6882526699999999},{"$f":"kc(C9201,Kc!$E$9:$H$9,Kc!$I$9:$K$9)","v":0},0,{"$f":"K9201*10*'Farm data entry'!$E$22","v":0},{"$f":"(L9201*'Farm data entry'!$D$14)","v":0},0,0,0,999.90640078642502,0,0,0,1261.6445293361044,0,0,0,1261.6445293361044,0]
["2011-03-20",2011,79,{"$f":"VLOOKUP($A9213,Rainfall!$D$3:$Q$10959,Hydrology!$D$1,FALSE)","v":0},{"$f":"MAX((D9213-'Farm data entry'!$D$24)*'Farm data entry'!$D$23,0)*10*'Farm data entry'!$D$10","v":0},{"$f":"AND(C9213>='Farm data entry'!$E$15,Hydrology!C9213<='Farm data entry'!$E$16)","v":true},0,{"$f":"VLOOKUP($A9213,ETo!$A$3:$N$10959,Hydrology!$D$1,FALSE)","v":0.88218759999999996},{"$f":"(H9213*'Farm data entry'!$D$25)","v":0.61753131999999988},{"$f":"kc(C9213,Kc!$E$9:$H$9,Kc!$I$9:$K$9)","v":0},0,{"$f":"K9213*10*'Farm data entry'!$E$22","v":0},{"$f":"(L9213*'Farm data entry'!$D$14)","v":0},0,0,0,1000,0,0,0,1354.7445239857043,0,0,0,1354.7445239857043,0]
["2011-03-31",2011,90,{"$f":"VLOOKUP($A9224,Rainfall!$D$3:$Q$10959,Hydrology!$D$1,FALSE)","v":0},{"$f":"MAX((D9224-'Farm data entry'!$D$24)*'Farm data entry'!$D$23,0)*10*'Farm data entry'!$D$10","v":0},{"$f":"AND(C9224>='Farm data entry'!$E$15,Hydrology!C9224<='Farm data entry'!$E$16)","v":true},0,{"$f":"VLOOKUP($A9224,ETo!$A$3:$N$10959,Hydrology!$D$1,FALSE)","v":0.88518779999999997},{"$f":"(H9224*'Farm data entry'!$D$25)","v":0.61963145999999991},{"$f":"kc(C9224,Kc!$E$9:$H$9,Kc!$I$9:$K$9)","v":0},0,{"$f":"K9224*10*'Farm data entry'!$E$22","v":0},{"$f":"(L9224*'Farm data entry'!$D$14)","v":0},0,0,0,1000,0,0,0,1407.9445247153044,0,0,0,1407.9445247153044,0]
["2011-04-05",2011,95,{"$f":"VLOOKUP($A9229,Rainfall!$D$3:$Q$10959,Hydrology!$D$1,FALSE)","v":0},{"$f":"MAX((D9229-'Farm data entry'!$D$24)*'Farm data entry'!$D$23,0)*10*'Farm data entry'!$D$10","v":0},{"$f":"AND(C9229>='Farm data entry'!$E$15,Hydrology!C9229<='Farm data entry'!$E$16)","v":true},0,{"$f":"VLOOKUP($A9229,ETo!$A$3:$N$10959,Hydrology!$D$1,FALSE)","v":0.50974109999999995},{"$f":"(H9229*'Farm data entry'!$D$25)","v":0.35681876999999995},{"$f":"kc(C9229,Kc!$E$9:$H$9,Kc!$I$9:$K$9)","v":0.4088235294117647},0.14587590891176469,{"$f":"K9229*10*'Farm data entry'!$E$22","v":2.9175181782352939},{"$f":"(L9229*'Farm data entry'!$D$14)","v":0.4376277267352941},3.3551459049705881,3.3551459049705881,0,970.37236567597051,0,3.3551459049705881,0,1378.3168903912751,0,3.3551459049705881,0,1378.3168903912751,0]
["2011-04-14",2011,104,{"$f":"VLOOKUP($A9238,Rainfall!$D$3:$Q$10959,Hydrology!$D$1,FALSE)","v":0},{"$f":"MAX((D9238-'Farm data entry'!$D$24)*'Farm data entry'!$D$23,0)*10*'Farm data entry'!$D$10","v":0},{"$f":"AND(C9238>='Farm data entry'!$E$15,Hydrology!C9238<='Farm data entry'!$E$16)","v":true},0,{"$f":"VLOOKUP($A9238,ETo!$A$3:$N$10959,Hydrology!$D$1,FALSE)","v":0.66933005999999995},{"$f":"(H9238*'Farm data entry'!$D$25)","v":0.46853104199999995},{"$f":"kc(C9238,Kc!$E$9:$H$9,Kc!$I$9:$K$9)","v":0.43529411764705883},0.20394880651764705,{"$f":"K9238*10*'Farm data entry'!$E$22","v":4.0789761303529408},{"$f":"(L9238*'Farm data entry'!$D$14)","v":0.61184641955294106},4.6908225499058815,4.6908225499058815,0,838.0217726570645,0,4.6908225499058815,0,1245.9662973723691,0,4.6908225499058815,0,1245.9662973723691,0]
["2011-04-20",2011,110,{"$f":"VLOOKUP($A9244,Rainfall!$D$3:$Q$10959,Hydrology!$D$1,FALSE)","v":0},{"$f":"MAX((D9244-'Farm data entry'!$D$24)*'Farm data entry'!$D$23,0)*10*'Farm data entry'!$D$10","v":0},{"$f":"AND(C9244>='Farm data entry'!$E$15,Hydrology!C9244<='Farm data entry'!$E$16)","v":true},0,{"$f":"VLOOKUP($A9244,ETo!$A$3:$N$10959,Hydrology!$D$1,FALSE)","v":3.269879},{"$f":"(H9244*'Farm data entry'!$D$25)","v":2.2889152999999998},{"$f":"kc(C9244,Kc!$E$9:$H$9,Kc!$I$9:$K$9)","v":0.45294117647058824},1.0367439888235292,{"$f":"K9244*10*'Farm data entry'!$E$22","v":20.734879776470585},{"$f":"(L9244*'Farm data entry'!$D$14)","v":3.1102319664705877},23.845111742941171,23.845111742941171,0,735.54776868741749,0,23.845111742941171,0,1143.4922934027222,0,23.845111742941171,0,1143.4922934027222,0]
["2011-05-05",2011,125,{"$f":"VLOOKUP($A9259,Rainfall!$D$3:$Q$10959,Hydrology!$D$1,FALSE)","v":0},{"$f":"MAX((D9259-'Farm data entry'!$D$24)*'Farm data entry'!$D$23,0)*10*'Farm data entry'!$D$10","v":0},{"$f":"AND(C9259>='Farm data entry'!$E$15,Hydrology!C9259<='Farm data entry'!$E$16)","v":true},0,{"$f":"VLOOKUP($A9259,ETo!$A$3:$N$10959,Hydrology!$D$1,FALSE)","v":2.7948849999999998},{"$f":"(H9259*'Farm data entry'!$D$25)","v":1.9564194999999998},{"$f":"kc(C9259,Kc!$E$9:$H$9,Kc!$I$9:$K$9)","v":0.49705882352941178},0.97245557499999991,{"$f":"K9259*10*'Farm data entry'!$E$22","v":19.449111499999997},{"$f":"(L9259*'Farm data entry'!$D$14)","v":2.9173667249999995},22.366478224999998,22.366478224999998,0,373.50354656618231,0,22.366478224999998,0,781.44807128148693,0,22.366478224999998,0,781.44807128148693,0]
["2011-05-12",2011,132,{"$f":"VLOOKUP($A9266,Rainfall!$D$3:$Q$10959,Hydrology!$D$1,FALSE)","v":0},{"$f":"MAX((D9266-'Farm data entry'!$D$24)*'Farm data entry'!$D$23,0)*10*'Farm data entry'!$D$10","v":0},{"$f":"AND(C9266>='Farm data entry'!$E$15,Hydrology!C9266<='Farm data entry'!$E$16)","v":true},0,{"$f":"VLOOKUP($A9266,ETo!$A$3:$N$10959,Hydrology!$D$1,FALSE)","v":2.9399917000000002},{"$f":"(H9266*'Farm data entry'!$D$25)","v":2.0579941900000001},{"$f":"kc(C9266,Kc!$E$9:$H$9,Kc!$I$9:$K$9)","v":0.51764705882352935},1.0653146395294117,{"$f":"K9266*10*'Farm data entry'!$E$22","v":21.306292790588234},{"$f":"(L9266*'Farm data entry'!$D$14)","v":3.195943918588235},24.502236709176469,24.502236709176469,0,254.86128427275295,0,24.502236709176469,0,662.80580898805749,0,24.502236709176469,0,662.80580898805749,0]
["2011-05-20",2011,140,{"$f":"VLOOKUP($A9274,Rainfall!$D$3:$Q$10959,Hydrology!$D$1,FALSE)","v":0},{"$f":"MAX((D9274-'Farm data entry'!$D$24)*'Farm data entry'!$D$23,0)*10*'Farm data entry'!$D$10","v":0},{"$f":"AND(C9274>='Farm data entry'!$E$15,Hydrology!C9274<='Farm data entry'!$E$16)","v":true},0,{"$f":"VLOOKUP($A9274,ETo!$A$3:$N$10959,Hydrology!$D$1,FALSE)","v":3.3171379999999999},{"$f":"(H9274*'Farm data entry'!$D$25)","v":2.3219965999999999},{"$f":"kc(C9274,Kc!$E$9:$H$9,Kc!$I$9:$K$9)","v":0.54117647058823537},1.2566099247058824,{"$f":"K9274*10*'Farm data entry'!$E$22","v":25.132198494117649},{"$f":"(L9274*'Farm data entry'!$D$14)","v":3.769829774117647},28.902028268235295,28.902028268235295,0,69.321725864723561,0,28.902028268235295,0,477.26625058002799,0,28.902028268235295,0,477.26625058002799,0]
["2011-06-04",2011,155,{"$f":"VLOOKUP($A9289,Rainfall!$D$3:$Q$10959,Hydrology!$D$1,FALSE)","v":0},{"$f":"MAX((D9289-'Farm data entry'!$D$24)*'Farm data entry'!$D$23,0)*10*'Farm data entry'!$D$10","v":0},{"$f":"AND(C9289>='Farm data entry'!$E$15,Hydrology!C9289<='Farm data entry'!$E$16)","v":true},0,{"$f":"VLOOKUP($A9289,ETo!$A$3:$N$10959,Hydrology!$D$1,FALSE)","v":4.0209517000000004},{"$f":"(H9289*'Farm data entry'!$D$25)","v":2.8146661900000001},{"$f":"kc(C9289,Kc!$E$9:$H$9,Kc!$I$9:$K$9)","v":0.58529411764705885},1.6474075641470589,{"$f":"K9289*10*'Farm data entry'!$E$22","v":32.948151282941176},{"$f":"(L9289*'Farm data entry'!$D$14)","v":4.9422226924411765},37.890373975382353,0,0,0,37.890373975382353,37.890373975382353,0,101.79137657041625,0,37.890373975382353,0,101.79137657041625,0]
["2011-06-15",2011,166,{"$f":"VLOOKUP($A9300,Rainfall!$D$3:$Q$10959,Hydrology!$D$1,FALSE)","v":1.1000000448},{"$f":"MAX((D9300-'Farm data entry'!$D$24)*'Farm data entry'!$D$23,0)*10*'Farm data entry'!$D$10","v":0},{"$f":"AND(C9300>='Farm data entry'!$E$15,Hydrology!C9300<='Farm data entry'!$E$16)","v":true},0,{"$f":"VLOOKUP($A9300,ETo!$A$3:$N$10959,Hydrology!$D$1,FALSE)","v":1.7750622},{"$f":"(H9300*'Farm data entry'!$D$25)","v":1.24254354},{"$f":"kc(C9300,Kc!$E$9:$H$9,Kc!$I$9:$K$9)","v":0.61764705882352944},0.7674533629411765,{"$f":"K9300*10*'Farm data entry'!$E$22","v":15.34906725882353},{"$f":"(L9300*'Farm data entry'!$D$14)","v":2.3023600888235292},17.651427347647058,17.651427347647058,0,226.04612946898229,0,17.651427347647058,0,327.83750603939859,0,17.651427347647058,0,327.83750603939859,0]
["2011-06-18",2011,169,{"$f":"VLOOKUP($A9303,Rainfall!$D$3:$Q$10959,Hydrology!$D$1,FALSE)","v":3.7000000800000001},{"$f":"MAX((D9303-'Farm data entry'!$D$24)*'Farm data entry'!$D$23,0)*10*'Farm data entry'!$D$10","v":32.300001520000002},{"$f":"AND(C9303>='Farm data entry'!$E$15,Hydrology!C9303<='Farm data entry'!$E$16)","v":true},32.300001520000002,{"$f":"VLOOKUP($A9303,ETo!$A$3:$N$10959,Hydrology!$D$1,FALSE)","v":2.5725102},{"$f":"(H9303*'Farm data entry'!$D$25)","v":1.8007571399999998},{"$f":"kc(C9303,Kc!$E$9:$H$9,Kc!$I$9:$K$9)","v":0.62647058823529411},1.1281213847647058,{"$f":"K9303*10*'Farm data entry'!$E$22","v":22.562427695294115},{"$f":"(L9303*'Farm data entry'!$D$14)","v":3.3843641542941172},25.946791849588234,25.946791849588234,0,556.40335198640582,0,25.946791849588234,0,658.19472855682216,0,25.946791849588234,0,658.19472855682216,0]
["2011-07-04",2011,185,{"$f":"VLOOKUP($A9319,Rainfall!$D$3:$Q$10959,Hydrology!$D$1,FALSE)","v":0},{"$f":"MAX((D9319-'Farm data entry'!$D$24)*'Farm data entry'!$D$23,0)*10*'Farm data entry'!$D$10","v":0},{"$f":"AND(C9319>='Farm data entry'!$E$15,Hydrology!C9319<='Farm data entry'!$E$16)","v":true},0,{"$f":"VLOOKUP($A9319,ETo!$A$3:$N$10959,Hydrology!$D$1,FALSE)","v":3.6838803000000002},{"$f":"(H9319*'Farm data entry'!$D$25)","v":2.5787162100000001},{"$f":"kc(C9319,Kc!$E$9:$H$9,Kc!$I$9:$K$9)","v":0.67352941176470593},1.7368412120294119,{"$f":"K9319*10*'Farm data entry'!$E$22","v":34.736824240588234},{"$f":"(L9319*'Farm data entry'!$D$14)","v":5.2105236360882348},39.947347876676467,39.947347876676467,0,247.56249476474699,0,39.947347876676467,0,349.35387133516332,0,39.947347876676467,0,349.35387133516332,0]
["2011-07-15",2011,196,{"$f":"VLOOKUP($A9330,Rainfall!$D$3:$Q$10959,Hydrology!$D$1,FALSE)","v":1.2000000096000001},{"$f":"MAX((D9330-'Farm data entry'!$D$24)*'Farm data entry'!$D$23,0)*10*'Farm data entry'!$D$10","v":0},{"$f":"AND(C9330>='Farm data entry'!$E$15,Hydrology!C9330<='Farm data entry'!$E$16)","v":true},0,{"$f":"VLOOKUP($A9330,ETo!$A$3:$N$10959,Hydrology!$D$1,FALSE)","v":3.8469283999999999},{"$f":"(H9330*'Farm data entry'!$D$25)","v":2.6928498799999998},{"$f":"kc(C9330,Kc!$E$9:$H$9,Kc!$I$9:$K$9)","v":0.70588235294117641},1.9008352094117644,{"$f":"K9330*10*'Farm data entry'!$E$22","v":38.016704188235288},{"$f":"(L9330*'Farm data entry'!$D$14)","v":5.7025056282352926},43.719209816470581,43.719209816470581,0,93.188107791735277,0,43.719209816470581,0,194.97948436215165,0,43.719209816470581,0,194.97948436215165,0]
["2011-07-21",2011,202,{"$f":"VLOOKUP($A9336,Rainfall!$D$3:$Q$10959,Hydrology!$D$1,FALSE)","v":1.5000000767999999},{"$f":"MAX((D9336-'Farm data entry'!$D$24)*'Farm data entry'!$D$23,0)*10*'Farm data entry'!$D$10","v":0},{"$f":"AND(C9336>='Farm data entry'!$E$15,Hydrology!C9336<='Farm data entry'!$E$16)","v":true},0,{"$f":"VLOOKUP($A9336,ETo!$A$3:$N$10959,Hydrology!$D$1,FALSE)","v":0.74746822999999996},{"$f":"(H9336*'Farm data entry'!$D$25)","v":0.5232277609999999},{"$f":"kc(C9336,Kc!$E$9:$H$9,Kc!$I$9:$K$9)","v":0.72352941176470587},0.37857067413529405,{"$f":"K9336*10*'Farm data entry'!$E$22","v":7.5714134827058812},{"$f":"(L9336*'Farm data entry'!$D$14)","v":1.1357120224058821},8.7071255051117635,8.7071255051117635,0,190.85747742816469,0,8.7071255051117635,0,292.6488539985811,0,8.7071255051117635,0,292.6488539985811,0]
["2011-07-30",2011,211,{"$f":"VLOOKUP($A9345,Rainfall!$D$3:$Q$10959,Hydrology!$D$1,FALSE)","v":0},{"$f":"MAX((D9345-'Farm data entry'!$D$24)*'Farm data entry'!$D$23,0)*10*'Farm data entry'!$D$10","v":0},{"$f":"AND(C9345>='Farm data entry'!$E$15,Hydrology!C9345<='Farm data entry'!$E$16)","v":true},0,{"$f":"VLOOKUP($A9345,ETo!$A$3:$N$10959,Hydrology!$D$1,FALSE)","v":2.9135127000000001},{"$f":"(H9345*'Farm data entry'!$D$25)","v":2.0394588900000001},{"$f":"kc(C9345,Kc!$E$9:$H$9,Kc!$I$9:$K$9)","v":0.75},1.5295941675,{"$f":"K9345*10*'Farm data entry'!$E$22","v":30.59188335},{"$f":"(L9345*'Farm data entry'!$D$14)","v":4.5887825025},35.180665852499999,0,0,0,35.180665852499999,35.180665852499999,0,28.849347523116492,0,35.180665852499999,0,28.849347523116492,0]
["2011-08-14",2011,226,{"$f":"VLOOKUP($A9360,Rainfall!$D$3:$Q$10959,Hydrology!$D$1,FALSE)","v":0},{"$f":"MAX((D9360-'Farm data entry'!$D$24)*'Farm data entry'!$D$23,0)*10*'Farm data entry'!$D$10","v":0},{"$f":"AND(C9360>='Farm data entry'!$E$15,Hydrology!C9360<='Farm data entry'!$E$16)","v":true},0,{"$f":"VLOOKUP($A9360,ETo!$A$3:$N$10959,Hydrology!$D$1,FALSE)","v":2.5060115000000001},{"$f":"(H9360*'Farm data entry'!$D$25)","v":1.7542080499999999},{"$f":"kc(C9360,Kc!$E$9:$H$9,Kc!$I$9:$K$9)","v":0.79411764705882348},1.3930475691176469,{"$f":"K9360*10*'Farm data entry'!$E$22","v":27.860951382352937},{"$f":"(L9360*'Farm data entry'!$D$14)","v":4.1791427073529404},32.040094089705875,0,0,0,32.040094089705875,0,0,0,32.040094089705875,0,0,0,32.040094089705875]
["2011-08-19",2011,231,{"$f":"VLOOKUP($A9365,Rainfall!$D$3:$Q$10959,Hydrology!$D$1,FALSE)","v":0},{"$f":"MAX((D9365-'Farm data entry'!$D$24)*'Farm data entry'!$D$23,0)*10*'Farm data entry'!$D$10","v":0},{"$f":"AND(C9365>='Farm data entry'!$E$15,Hydrology!C9365<='Farm data entry'!$E$16)","v":true},0,{"$f":"VLOOKUP($A9365,ETo!$A$3:$N$10959,Hydrology!$D$1,FALSE)","v":2.8058825000000001},{"$f":"(H9365*'Farm data entry'!$D$25)","v":1.96411775},{"$f":"kc(C9365,Kc!$E$9:$H$9,Kc!$I$9:$K$9)","v":0.80882352941176472},1.5886246507352941,{"$f":"K9365*10*'Farm data entry'!$E$22","v":31.772493014705883},{"$f":"(L9365*'Farm data entry'!$D$14)","v":4.7658739522058822},36.538366966911767,0,0,0,36.538366966911767,0,0,0,36.538366966911767,0,0,0,36.538366966911767]
["2011-08-31",2011,243,{"$f":"VLOOKUP($A9377,Rainfall!$D$3:$Q$10959,Hydrology!$D$1,FALSE)","v":0},{"$f":"MAX((D9377-'Farm data entry'!$D$24)*'Farm data entry'!$D$23,0)*10*'Farm data entry'!$D$10","v":0},{"$f":"AND(C9377>='Farm data entry'!$E$15,Hydrology!C9377<='Farm data entry'!$E$16)","v":true},0,{"$f":"VLOOKUP($A9377,ETo!$A$3:$N$10959,Hydrology!$D$1,FALSE)","v":1.4329364},{"$f":"(H9377*'Farm data entry'!$D$25)","v":1.00305548},{"$f":"kc(C9377,Kc!$E$9:$H$9,Kc!$I$9:$K$9)","v":0.84411764705882353},0.84669683164705878,{"$f":"K9377*10*'Farm data entry'!$E$22","v":16.933936632941176},{"$f":"(L9377*'Farm data entry'!$D$14)","v":2.5400904949411762},19.474027127882351,19.474027127882351,0,24.112308727791167,0,19.474027127882351,0,24.112308727791167,0,19.474027127882351,0,24.112308727791167,0]
["2011-09-03",2011,246,{"$f":"VLOOKUP($A9380,Rainfall!$D$3:$Q$10959,Hydrology!$D$1,FALSE)","v":0},{"$f":"MAX((D9380-'Farm data entry'!$D$24)*'Farm data entry'!$D$23,0)*10*'Farm data entry'!$D$10","v":0},{"$f":"AND(C9380>='Farm data entry'!$E$15,Hydrology!C9380<='Farm data entry'!$E$16)","v":true},0,{"$f":"VLOOKUP($A9380,ETo!$A$3:$N$10959,Hydrology!$D$1,FALSE)","v":1.8490439999999999},{"$f":"(H9380*'Farm data entry'!$D$25)","v":1.2943307999999998},{"$f":"kc(C9380,Kc!$E$9:$H$9,Kc!$I$9:$K$9)","v":0.85},1.1001811799999999,{"$f":"K9380*10*'Farm data entry'!$E$22","v":22.003623599999997},{"$f":"(L9380*'Farm data entry'!$D$14)","v":3.3005435399999996},25.304167139999997,0,0,0,25.304167139999997,0,0,0,25.304167139999997,0,0,0,25.304167139999997]
["2011-09-14",2011,257,{"$f":"VLOOKUP($A9391,Rainfall!$D$3:$Q$10959,Hydrology!$D$1,FALSE)","v":0},{"$f":"MAX((D9391-'Farm data entry'!$D$24)*'Farm data entry'!$D$23,0)*10*'Farm data entry'!$D$10","v":0},{"$f":"AND(C9391>='Farm data entry'!$E$15,Hydrology!C9391<='Farm data entry'!$E$16)","v":true},0,{"$f":"VLOOKUP($A9391,ETo!$A$3:$N$10959,Hydrology!$D$1,FALSE)","v":1.9864938000000001},{"$f":"(H9391*'Farm data entry'!$D$25)","v":1.3905456599999999},{"$f":"kc(C9391,Kc!$E$9:$H$9,Kc!$I$9:$K$9)","v":0.85},1.1819638109999999,{"$f":"K9391*10*'Farm data entry'!$E$22","v":23.639276219999999},{"$f":"(L9391*'Farm data entry'!$D$14)","v":3.545891433},27.185167653000001,4.3634433036000217,0,0,22.821724349399979,4.3634433036000217,0,0,22.821724349399979,4.3634433036000217,0,0,22.821724349399979]
["2011-09-24",2011,267,{"$f":"VLOOKUP($A9401,Rainfall!$D$3:$Q$10959,Hydrology!$D$1,FALSE)","v":0},{"$f":"MAX((D9401-'Farm data entry'!$D$24)*'Farm data entry'!$D$23,0)*10*'Farm data entry'!$D$10","v":0},{"$f":"AND(C9401>='Farm data entry'!$E$15,Hydrology!C9401<='Farm data entry'!$E$16)","v":true},0,{"$f":"VLOOKUP($A9401,ETo!$A$3:$N$10959,Hydrology!$D$1,FALSE)","v":1.1807277},{"$f":"(H9401*'Farm data entry'!$D$25)","v":0.82650939000000001},{"$f":"kc(C9401,Kc!$E$9:$H$9,Kc!$I$9:$K$9)","v":0.85},0.70253298149999999,{"$f":"K9401*10*'Farm data entry'!$E$22","v":14.05065963},{"$f":"(L9401*'Farm data entry'!$D$14)","v":2.1075989444999998},16.1582585745,0,0,0,16.1582585745,0,0,0,16.1582585745,0,0,0,16.1582585745]
["2011-10-03",2011,276,{"$f":"VLOOKUP($A9410,Rainfall!$D$3:$Q$10959,Hydrology!$D$1,FALSE)","v":0},{"$f":"MAX((D9410-'Farm data entry'!$D$24)*'Farm data entry'!$D$23,0)*10*'Farm data entry'!$D$10","v":0},{"$f":"AND(C9410>='Farm data entry'!$E$15,Hydrology!C9410<='Farm data entry'!$E$16)","v":true},0,{"$f":"VLOOKUP($A9410,ETo!$A$3:$N$10959,Hydrology!$D$1,FALSE)","v":1.9063371},{"$f":"(H9410*'Farm data entry'!$D$25)","v":1.3344359699999999},{"$f":"kc(C9410,Kc!$E$9:$H$9,Kc!$I$9:$K$9)","v":0.72499999999999998},0.96746607824999986,{"$f":"K9410*10*'Farm data entry'!$E$22","v":19.349321564999997},{"$f":"(L9410*'Farm data entry'!$D$14)","v":2.9023982347499993},22.251719799749996,0,0,0,22.251719799749996,0,0,0,22.251719799749996,0,0,0,22.251719799749996]
["2011-10-14",2011,287,{"$f":"VLOOKUP($A9421,Rainfall!$D$3:$Q$10959,Hydrology!$D$1,FALSE)","v":0},{"$f":"MAX((D9421-'Farm data entry'!$D$24)*'Farm data entry'!$D$23,0)*10*'Farm data entry'!$D$10","v":0},{"$f":"AND(C9421>='Farm data entry'!$E$15,Hydrology!C9421<='Farm data entry'!$E$16)","v":true},0,{"$f":"VLOOKUP($A9421,ETo!$A$3:$N$10959,Hydrology!$D$1,FALSE)","v":1.3102814},{"$f":"(H9421*'Farm data entry'!$D$25)","v":0.91719697999999994},{"$f":"kc(C9421,Kc!$E$9:$H$9,Kc!$I$9:$K$9)","v":0.45},0.41273864099999996,{"$f":"K9421*10*'Farm data entry'!$E$22","v":8.2547728199999995},{"$f":"(L9421*'Farm data entry'!$D$14)","v":1.2382159229999998},9.4929887429999997,0,0,0,9.4929887429999997,0,0,0,9.4929887429999997,0,0,0,9.4929887429999997]
["2011-10-27",2011,300,{"$f":"VLOOKUP($A9434,Rainfall!$D$3:$Q$10959,Hydrology!$D$1,FALSE)","v":0.39999998880000004},{"$f":"MAX((D9434-'Farm data entry'!$D$24)*'Farm data entry'!$D$23,0)*10*'Farm data entry'!$D$10","v":0},{"$f":"AND(C9434>='Farm data entry'!$E$15,Hydrology!C9434<='Farm data entry'!$E$16)","v":true},0,{"$f":"VLOOKUP($A9434,ETo!$A$3:$N$10959,Hydrology!$D$1,FALSE)","v":0.36244589999999999},{"$f":"(H9434*'Farm data entry'!$D$25)","v":0.25371212999999998},{"$f":"kc(C9434,Kc!$E$9:$H$9,Kc!$I$9:$K$9)","v":0.125},3.1714016249999998E-2,{"$f":"K9434*10*'Farm data entry'!$E$22","v":0.63428032499999998},{"$f":"(L9434*'Farm data entry'!$D$14)","v":9.514204875E-2},0.72942237374999996,0.72942237374999996,0,135.03333183060002,0,0.72942237374999996,0,135.03333183060002,0,0.72942237374999996,0,135.03333183060002,0]
["2011-11-02",2011,306,{"$f":"VLOOKUP($A9440,Rainfall!$D$3:$Q$10959,Hydrology!$D$1,FALSE)","v":3.0000000672000002},{"$f":"MAX((D9440-'Farm data entry'!$D$24)*'Farm data entry'!$D$23,0)*10*'Farm data entry'!$D$10","v":19.000001276800003},{"$f":"AND(C9440>='Farm data entry'!$E$15,Hydrology!C9440<='Farm data entry'!$E$16)","v":false},0,{"$f":"VLOOKUP($A9440,ETo!$A$3:$N$10959,Hydrology!$D$1,FALSE)","v":0.4666053},{"$f":"(H9440*'Farm data entry'!$D$25)","v":0.32662370999999996},{"$f":"kc(C9440,Kc!$E$9:$H$9,Kc!$I$9:$K$9)","v":0},0,{"$f":"K9440*10*'Farm data entry'!$E$22","v":0},{"$f":"(L9440*'Farm data entry'!$D$14)","v":0},0,0,0,133.63582504825004,0,0,0,133.63582504825004,0,0,0,133.63582504825004,0]
["2011-11-13",2011,317,{"$f":"VLOOKUP($A9451,Rainfall!$D$3:$Q$10959,Hydrology!$D$1,FALSE)","v":9.9999999360000008E-2},{"$f":"MAX((D9451-'Farm data entry'!$D$24)*'Farm data entry'!$D$23,0)*10*'Farm data entry'!$D$10","v":0},{"$f":"AND(C9451>='Farm data entry'!$E$15,Hydrology!C9451<='Farm data entry'!$E$16)","v":false},0,{"$f":"VLOOKUP($A9451,ETo!$A$3:$N$10959,Hydrology!$D$1,FALSE)","v":5.7041812999999997E-2},{"$f":"(H9451*'Farm data entry'!$D$25)","v":3.9929269099999998E-2},{"$f":"kc(C9451,Kc!$E$9:$H$9,Kc!$I$9:$K$9)","v":0},0,{"$f":"K9451*10*'Farm data entry'!$E$22","v":0},{"$f":"(L9451*'Farm data entry'!$D$14)","v":0},0,0,0,133.63582504825004,0,0,0,133.63582504825004,0,0,0,133.63582504825004,0]
["2011-11-28",2011,332,{"$f":"VLOOKUP($A9466,Rainfall!$D$3:$Q$10959,Hydrology!$D$1,FALSE)","v":0.90000002879999996},{"$f":"MAX((D9466-'Farm data entry'!$D$24)*'Farm data entry'!$D$23,0)*10*'Farm data entry'!$D$10","v":0},{"$f":"AND(C9466>='Farm data entry'!$E$15,Hydrology!C9466<='Farm data entry'!$E$16)","v":false},0,{"$f":"VLOOKUP($A9466,ETo!$A$3:$N$10959,Hydrology!$D$1,FALSE)","v":0.15965629000000001},{"$f":"(H9466*'Farm data entry'!$D$25)","v":0.11175940299999999},{"$f":"kc(C9466,Kc!$E$9:$H$9,Kc!$I$9:$K$9)","v":0},0,{"$f":"K9466*10*'Farm data entry'!$E$22","v":0},{"$f":"(L9466*'Farm data entry'!$D$14)","v":0},0,0,0,133.63582504825004,0,0,0,133.63582504825004,0,0,0,133.63582504825004,0]
["2011-12-07",2011,341,{"$f":"VLOOKUP($A9475,Rainfall!$D$3:$Q$10959,Hydrology!$D$1,FALSE)","v":0.19999999872000002},{"$f":"MAX((D9475-'Farm data entry'!$D$24)*'Farm data entry'!$D$23,0)*10*'Farm data entry'!$D$10","v":0},{"$f":"AND(C9475>='Farm data entry'!$E$15,Hydrology!C9475<='Farm data entry'!$E$16)","v":false},0,{"$f":"VLOOKUP($A9475,ETo!$A$3:$N$10959,Hydrology!$D$1,FALSE)","v":0.90115860000000003},{"$f":"(H9475*'Farm data entry'!$D$25)","v":0.63081102},{"$f":"kc(C9475,Kc!$E$9:$H$9,Kc!$I$9:$K$9)","v":0},0,{"$f":"K9475*10*'Farm data entry'!$E$22","v":0},{"$f":"(L9475*'Farm data entry'!$D$14)","v":0},0,0,0,133.63582504825004,0,0,0,133.63582504825004,0,0,0,133.63582504825004,0]
["2011-12-13",2011,347,{"$f":"VLOOKUP($A9481,Rainfall!$D$3:$Q$10959,Hydrology!$D$1,FALSE)","v":0.19999999872000002},{"$f":"MAX((D9481-'Farm data entry'!$D$24)*'Farm data entry'!$D$23,0)*10*'Farm data entry'!$D$10","v":0},{"$f":"AND(C9481>='Farm data entry'!$E$15,Hydrology!C9481<='Farm data entry'!$E$16)","v":false},0,{"$f":"VLOOKUP($A9481,ETo!$A$3:$N$10959,Hydrology!$D$1,FALSE)","v":0.70572520000000005},{"$f":"(H9481*'Farm data entry'!$D$25)","v":0.49400764000000003},{"$f":"kc(C9481,Kc!$E$9:$H$9,Kc!$I$9:$K$9)","v":0},0,{"$f":"K9481*10*'Farm data entry'!$E$22","v":0},{"$f":"(L9481*'Farm data entry'!$D$14)","v":0},0,0,0,133.63582504825004,0,0,0,133.63582504825004,0,0,0,133.63582504825004,0]
["2011-12-28",2011,362,{"$f":"VLOOKUP($A9496,Rainfall!$D$3:$Q$10959,Hydrology!$D$1,FALSE)","v":9.9999999360000008E-2},{"$f":"MAX((D9496-'Farm data entry'!$D$24)*'Farm data entry'!$D$23,0)*10*'Farm data entry'!$D$10","v":0},{"$f":"AND(C9496>='Farm data entry'!$E$15,Hydrology!C9496<='Farm data entry'!$E$16)","v":false},0,{"$f":"VLOOKUP($A9496,ETo!$A$3:$N$10959,Hydrology!$D$1,FALSE)","v":0.49803125999999998},{"$f":"(H9496*'Farm data entry'!$D$25)","v":0.34862188199999994},{"$f":"kc(C9496,Kc!$E$9:$H$9,Kc!$I$9:$K$9)","v":0},0,{"$f":"K9496*10*'Farm data entry'!$E$22","v":0},{"$f":"(L9496*'Farm data entry'!$D$14)","v":0},0,0,0,133.63582504825004,0,0,0,133.63582504825004,0,0,0,133.63582504825004,0]
["2011-12-31",2011,365,{"$f":"VLOOKUP($A9499,Rainfall!$D$3:$Q$10959,Hydrology!$D$1,FALSE)","v":0.90000002879999996},{"$f":"MAX((D9499-'Farm data entry'!$D$24)*'Farm data entry'!$D$23,0)*10*'Farm data entry'!$D$10","v":0},{"$f":"AND(C9499>='Farm data entry'!$E$15,Hydrology!C9499<='Farm data entry'!$E$16)","v":false},0,{"$f":"VLOOKUP($A9499,ETo!$A$3:$N$10959,Hydrology!$D$1,FALSE)","v":0.13792305999999999},{"$f":"(H9499*'Farm data entry'!$D$25)","v":9.6546141999999988E-2},{"$f":"kc(C9499,Kc!$E$9:$H$9,Kc!$I$9:$K$9)","v":0},0,{"$f":"K9499*10*'Farm data entry'!$E$22","v":0},{"$f":"(L9499*'Farm data entry'!$D$14)","v":0},0,0,0,133.63582504825004,0,0,0,133.63582504825004,0,0,0,133.63582504825004,0]
["2012-01-12",2012,12,{"$f":"VLOOKUP($A9511,Rainfall!$D$3:$Q$10959,Hydrology!$D$1,FALSE)","v":0},{"$f":"MAX((D9511-'Farm data entry'!$D$24)*'Farm data entry'!$D$23,0)*10*'Farm data entry'!$D$10","v":0},{"$f":"AND(C9511>='Farm data entry'!$E$15,Hydrology!C9511<='Farm data entry'!$E$16)","v":false},0,{"$f":"VLOOKUP($A9511,ETo!$A$3:$N$10959,Hydrology!$D$1,FALSE)","v":0.30203244000000001},{"$f":"(H9511*'Farm data entry'!$D$25)","v":0.21142270799999999},{"$f":"kc(C9511,Kc!$E$9:$H$9,Kc!$I$9:$K$9)","v":0},0,{"$f":"K9511*10*'Farm data entry'!$E$22","v":0},{"$f":"(L9511*'Farm data entry'!$D$14)","v":0},0,0,0,133.63582504825004,0,0,0,133.63582504825004,0,0,0,133.63582504825004,0]
["2012-01-17",2012,17,{"$f":"VLOOKUP($A9516,Rainfall!$D$3:$Q$10959,Hydrology!$D$1,FALSE)","v":9.9999999360000008E-2},{"$f":"MAX((D9516-'Farm data entry'!$D$24)*'Farm data entry'!$D$23,0)*10*'Farm data entry'!$D$10","v":0},{"$f":"AND(C9516>='Farm data entry'!$E$15,Hydrology!C9516<='Farm data entry'!$E$16)","v":false},0,{"$f":"VLOOKUP($A9516,ETo!$A$3:$N$10959,Hydrology!$D$1,FALSE)","v":6.1922974999999998E-2},{"$f":"(H9516*'Farm data entry'!$D$25)","v":4.3346082499999994E-2},{"$f":"kc(C9516,Kc!$E$9:$H$9,Kc!$I$9:$K$9)","v":0},0,{"$f":"K9516*10*'Farm data entry'!$E$22","v":0},{"$f":"(L9516*'Farm data entry'!$D$14)","v":0},0,0,0,133.63582504825004,0,0,0,133.63582504825004,0,0,0,133.63582504825004,0]
["2012-01-28",2012,28,{"$f":"VLOOKUP($A9527,Rainfall!$D$3:$Q$10959,Hydrology!$D$1,FALSE)","v":0.39999998880000004},{"$f":"MAX((D9527-'Farm data entry'!$D$24)*'Farm data entry'!$D$23,0)*10*'Farm data entry'!$D$10","v":0},{"$f":"AND(C9527>='Farm data entry'!$E$15,Hydrology!C9527<='Farm data entry'!$E$16)","v":false},0,{"$f":"VLOOKUP($A9527,ETo!$A$3:$N$10959,Hydrology!$D$1,FALSE)","v":0.1345433},{"$f":"(H9527*'Farm data entry'!$D$25)","v":9.4180310000000003E-2},{"$f":"kc(C9527,Kc!$E$9:$H$9,Kc!$I$9:$K$9)","v":0},0,{"$f":"K9527*10*'Farm data entry'!$E$22","v":0},{"$f":"(L9527*'Farm data entry'!$D$14)","v":0},0,0,0,133.63582504825004,0,0,0,133.63582504825004,0,0,0,133.63582504825004,0]
["2012-02-06",2012,37,{"$f":"VLOOKUP($A9536,Rainfall!$D$3:$Q$10959,Hydrology!$D$1,FALSE)","v":9.9999999360000008E-2},{"$f":"MAX((D9536-'Farm data entry'!$D$24)*'Farm data entry'!$D$23,0)*10*'Farm data entry'!$D$10","v":0},{"$f":"AND(C9536>='Farm data entry'!$E$15,Hydrology!C9536<='Farm data entry'!$E$16)","v":false},0,{"$f":"VLOOKUP($A9536,ETo!$A$3:$N$10959,Hydrology!$D$1,FALSE)","v":6.3333669999999995E-2},{"$f":"(H9536*'Farm data entry'!$D$25)","v":4.4333568999999996E-2},{"$f":"kc(C9536,Kc!$E$9:$H$9,Kc!$I$9:$K$9)","v":0},0,{"$f":"K9536*10*'Farm data entry'!$E$22","v":0},{"$f":"(L9536*'Farm data entry'!$D$14)","v":0},0,0,0,133.63582504825004,0,0,0,133.63582504825004,0,0,0,133.63582504825004,0]
["2012-02-22",2012,53,{"$f":"VLOOKUP($A9552,Rainfall!$D$3:$Q$10959,Hydrology!$D$1,FALSE)","v":0.79999997760000008},{"$f":"MAX((D9552-'Farm data entry'!$D$24)*'Farm data entry'!$D$23,0)*10*'Farm data entry'!$D$10","v":0},{"$f":"AND(C9552>='Farm data entry'!$E$15,Hydrology!C9552<='Farm data entry'!$E$16)","v":false},0,{"$f":"VLOOKUP($A9552,ETo!$A$3:$N$10959,Hydrology!$D$1,FALSE)","v":0.58270639999999996},{"$f":"(H9552*'Farm data entry'!$D$25)","v":0.40789447999999995},{"$f":"kc(C9552,Kc!$E$9:$H$9,Kc!$I$9:$K$9)","v":0},0,{"$f":"K9552*10*'Farm data entry'!$E$22","v":0},{"$f":"(L9552*'Farm data entry'!$D$14)","v":0},0,0,0,133.63582504825004,0,0,0,133.63582504825004,0,0,0,133.63582504825004,0]
["2012-02-27",2012,58,{"$f":"VLOOKUP($A9557,Rainfall!$D$3:$Q$10959,Hydrology!$D$1,FALSE)","v":0},{"$f":"MAX((D9557-'Farm data entry'!$D$24)*'Farm data entry'!$D$23,0)*10*'Farm data entry'!$D$10","v":0},{"$f":"AND(C9557>='Farm data entry'!$E$15,Hydrology!C9557<='Farm data entry'!$E$16)","v":false},0,{"$f":"VLOOKUP($A9557,ETo!$A$3:$N$10959,Hydrology!$D$1,FALSE)","v":0.39879219999999999},{"$f":"(H9557*'Farm data entry'!$D$25)","v":0.27915453999999995},{"$f":"kc(C9557,Kc!$E$9:$H$9,Kc!$I$9:$K$9)","v":0},0,{"$f":"K9557*10*'Farm data entry'!$E$22","v":0},{"$f":"(L9557*'Farm data entry'!$D$14)","v":0},0,0,0,133.63582504825004,0,0,0,133.63582504825004,0,0,0,133.63582504825004,0]
["2012-03-10",2012,70,{"$f":"VLOOKUP($A9569,Rainfall!$D$3:$Q$10959,Hydrology!$D$1,FALSE)","v":0},{"$f":"MAX((D9569-'Farm data entry'!$D$24)*'Farm data entry'!$D$23,0)*10*'Farm data entry'!$D$10","v":0},{"$f":"AND(C9569>='Farm data entry'!$E$15,Hydrology!C9569<='Farm data entry'!$E$16)","v":true},0,{"$f":"VLOOKUP($A9569,ETo!$A$3:$N$10959,Hydrology!$D$1,FALSE)","v":0.81426600000000005},{"$f":"(H9569*'Farm data entry'!$D$25)","v":0.5699862},{"$f":"kc(C9569,Kc!$E$9:$H$9,Kc!$I$9:$K$9)","v":0},0,{"$f":"K9569*10*'Farm data entry'!$E$22","v":0},{"$f":"(L9569*'Farm data entry'!$D$14)","v":0},0,0,0,316.03582766265004,0,0,0,316.03582766265004,0,0,0,316.03582766265004,0]
["2012-03-23",2012,83,{"$f":"VLOOKUP($A9582,Rainfall!$D$3:$Q$10959,Hydrology!$D$1,FALSE)","v":0},{"$f":"MAX((D9582-'Farm data entry'!$D$24)*'Farm data entry'!$D$23,0)*10*'Farm data entry'!$D$10","v":0},{"$f":"AND(C9582>='Farm data entry'!$E$15,Hydrology!C9582<='Farm data entry'!$E$16)","v":true},0,{"$f":"VLOOKUP($A9582,ETo!$A$3:$N$10959,Hydrology!$D$1,FALSE)","v":1.5131181},{"$f":"(H9582*'Farm data entry'!$D$25)","v":1.05918267},{"$f":"kc(C9582,Kc!$E$9:$H$9,Kc!$I$9:$K$9)","v":0},0,{"$f":"K9582*10*'Farm data entry'!$E$22","v":0},{"$f":"(L9582*'Farm data entry'!$D$14)","v":0},0,0,0,348.33582918265006,0,0,0,348.33582918265006,0,0,0,348.33582918265006,0]
["2012-03-28",2012,88,{"$f":"VLOOKUP($A9587,Rainfall!$D$3:$Q$10959,Hydrology!$D$1,FALSE)","v":0},{"$f":"MAX((D9587-'Farm data entry'!$D$24)*'Farm data entry'!$D$23,0)*10*'Farm data entry'!$D$10","v":0},{"$f":"AND(C9587>='Farm data entry'!$E$15,Hydrology!C9587<='Farm data entry'!$E$16)","v":true},0,{"$f":"VLOOKUP($A9587,ETo!$A$3:$N$10959,Hydrology!$D$1,FALSE)","v":2.0811576999999999},{"$f":"(H9587*'Farm data entry'!$D$25)","v":1.4568103899999998},{"$f":"kc(C9587,Kc!$E$9:$H$9,Kc!$I$9:$K$9)","v":0},0,{"$f":"K9587*10*'Farm data entry'!$E$22","v":0},{"$f":"(L9587*'Farm data entry'!$D$14)","v":0},0,0,0,348.33582918265006,0,0,0,348.33582918265006,0,0,0,348.33582918265006,0]
["2012-04-08",2012,99,{"$f":"VLOOKUP($A9598,Rainfall!$D$3:$Q$10959,Hydrology!$D$1,FALSE)","v":0.79999997760000008},{"$f":"MAX((D9598-'Farm data entry'!$D$24)*'Farm data entry'!$D$23,0)*10*'Farm data entry'!$D$10","v":0},{"$f":"AND(C9598>='Farm data entry'!$E$15,Hydrology!C9598<='Farm data entry'!$E$16)","v":true},0,{"$f":"VLOOKUP($A9598,ETo!$A$3:$N$10959,Hydrology!$D$1,FALSE)","v":0.79750220000000005},{"$f":"(H9598*'Farm data entry'!$D$25)","v":0.55825153999999999},{"$f":"kc(C9598,Kc!$E$9:$H$9,Kc!$I$9:$K$9)","v":0.42058823529411771},0.23479403005882357,{"$f":"K9598*10*'Farm data entry'!$E$22","v":4.6958806011764711},{"$f":"(L9598*'Farm data entry'!$D$14)","v":0.70438209017647069},5.4002626913529417,5.4002626913529417,0,277.78543863441479,0,5.4002626913529417,0,277.78543863441479,0,5.4002626913529417,0,277.78543863441479,0]
["2012-04-20",2012,111,{"$f":"VLOOKUP($A9610,Rainfall!$D$3:$Q$10959,Hydrology!$D$1,FALSE)","v":1.2000000096000001},{"$f":"MAX((D9610-'Farm data entry'!$D$24)*'Farm data entry'!$D$23,0)*10*'Farm data entry'!$D$10","v":0},{"$f":"AND(C9610>='Farm data entry'!$E$15,Hydrology!C9610<='Farm data entry'!$E$16)","v":true},0,{"$f":"VLOOKUP($A9610,ETo!$A$3:$N$10959,Hydrology!$D$1,FALSE)","v":1.7801563},{"$f":"(H9610*'Farm data entry'!$D$25)","v":1.2461094099999999},{"$f":"kc(C9610,Kc!$E$9:$H$9,Kc!$I$9:$K$9)","v":0.45588235294117646},0.56807928985294109,{"$f":"K9610*10*'Farm data entry'!$E$22","v":11.361585797058822},{"$f":"(L9610*'Farm data entry'!$D$14)","v":1.7042378695588234},13.065823666617646,13.065823666617646,0,531.26671427365591,0,13.065823666617646,0,531.26671427365591,0,13.065823666617646,0,531.26671427365591,0]
["2012-04-27",2012,118,{"$f":"VLOOKUP($A9617,Rainfall!$D$3:$Q$10959,Hydrology!$D$1,FALSE)","v":2.499999984},{"$f":"MAX((D9617-'Farm data entry'!$D$24)*'Farm data entry'!$D$23,0)*10*'Farm data entry'!$D$10","v":9.4999996959999997},{"$f":"AND(C9617>='Farm data entry'!$E$15,Hydrology!C9617<='Farm data entry'!$E$16)","v":true},9.4999996959999997,{"$f":"VLOOKUP($A9617,ETo!$A$3:$N$10959,Hydrology!$D$1,FALSE)","v":1.8751587999999999},{"$f":"(H9617*'Farm data entry'!$D$25)","v":1.3126111599999999},{"$f":"kc(C9617,Kc!$E$9:$H$9,Kc!$I$9:$K$9)","v":0.47647058823529415},0.62542061152941175,{"$f":"K9617*10*'Farm data entry'!$E$22","v":12.508412230588235},{"$f":"(L9617*'Farm data entry'!$D$14)","v":1.8762618345882351},14.384674065176469,14.384674065176469,0,978.55021935076479,0,14.384674065176469,0,1045.0477407093147,0,14.384674065176469,0,1045.0477407093147,0]
["2012-05-08",2012,129,{"$f":"VLOOKUP($A9628,Rainfall!$D$3:$Q$10959,Hydrology!$D$1,FALSE)","v":0.90000002879999996},{"$f":"MAX((D9628-'Farm data entry'!$D$24)*'Farm data entry'!$D$23,0)*10*'Farm data entry'!$D$10","v":0},{"$f":"AND(C9628>='Farm data entry'!$E$15,Hydrology!C9628<='Farm data entry'!$E$16)","v":true},0,{"$f":"VLOOKUP($A9628,ETo!$A$3:$N$10959,Hydrology!$D$1,FALSE)","v":1.6239789},{"$f":"(H9628*'Farm data entry'!$D$25)","v":1.1367852299999999},{"$f":"kc(C9628,Kc!$E$9:$H$9,Kc!$I$9:$K$9)","v":0.50882352941176467},0.57842307291176465,{"$f":"K9628*10*'Farm data entry'!$E$22","v":11.568461458235292},{"$f":"(L9628*'Farm data entry'!$D$14)","v":1.7352692187352938},13.303730676970586,13.303730676970586,0,986.69626932302947,0,13.303730676970586,0,1626.9835130504298,0,13.303730676970586,0,1626.9835130504298,0]
["2012-05-14",2012,135,{"$f":"VLOOKUP($A9634,Rainfall!$D$3:$Q$10959,Hydrology!$D$1,FALSE)","v":4.1999999040000002},{"$f":"MAX((D9634-'Farm data entry'!$D$24)*'Farm data entry'!$D$23,0)*10*'Farm data entry'!$D$10","v":41.799998176000003},{"$f":"AND(C9634>='Farm data entry'!$E$15,Hydrology!C9634<='Farm data entry'!$E$16)","v":true},41.799998176000003,{"$f":"VLOOKUP($A9634,ETo!$A$3:$N$10959,Hydrology!$D$1,FALSE)","v":1.8273946000000001},{"$f":"(H9634*'Farm data entry'!$D$25)","v":1.2791762200000001},{"$f":"kc(C9634,Kc!$E$9:$H$9,Kc!$I$9:$K$9)","v":0.52647058823529413},0.67344865700000012,{"$f":"K9634*10*'Farm data entry'!$E$22","v":13.468973140000003},{"$f":"(L9634*'Farm data entry'!$D$14)","v":2.0203459710000002},15.489319111000004,15.489319111000004,0,941.39412429011759,0,15.489319111000004,0,1781.5317518362885,0,15.489319111000004,0,1781.5317518362885,0]
["2012-05-27",2012,148,{"$f":"VLOOKUP($A9647,Rainfall!$D$3:$Q$10959,Hydrology!$D$1,FALSE)","v":0},{"$f":"MAX((D9647-'Farm data entry'!$D$24)*'Farm data entry'!$D$23,0)*10*'Farm data entry'!$D$10","v":0},{"$f":"AND(C9647>='Farm data entry'!$E$15,Hydrology!C9647<='Farm data entry'!$E$16)","v":true},0,{"$f":"VLOOKUP($A9647,ETo!$A$3:$N$10959,Hydrology!$D$1,FALSE)","v":4.8970940000000001},{"$f":"(H9647*'Farm data entry'!$D$25)","v":3.4279658},{"$f":"kc(C9647,Kc!$E$9:$H$9,Kc!$I$9:$K$9)","v":0.56470588235294117},1.9357924517647058,{"$f":"K9647*10*'Farm data entry'!$E$22","v":38.715849035294113},{"$f":"(L9647*'Farm data entry'!$D$14)","v":5.8073773552941166},44.523226390588228,44.523226390588228,0,598.50462110968215,0,44.523226390588228,0,1438.6422486558536,0,44.523226390588228,0,1438.6422486558536,0]
["2012-06-07",2012,159,{"$f":"VLOOKUP($A9658,Rainfall!$D$3:$Q$10959,Hydrology!$D$1,FALSE)","v":8.1},{"$f":"MAX((D9658-'Farm data entry'!$D$24)*'Farm data entry'!$D$23,0)*10*'Farm data entry'!$D$10","v":115.89999999999998},{"$f":"AND(C9658>='Farm data entry'!$E$15,Hydrology!C9658<='Farm data entry'!$E$16)","v":true},115.89999999999998,{"$f":"VLOOKUP($A9658,ETo!$A$3:$N$10959,Hydrology!$D$1,FALSE)","v":1.4124821000000001},{"$f":"(H9658*'Farm data entry'!$D$25)","v":0.98873747000000001},{"$f":"kc(C9658,Kc!$E$9:$H$9,Kc!$I$9:$K$9)","v":0.59705882352941175},0.59033443061764701,{"$f":"K9658*10*'Farm data entry'!$E$22","v":11.806688612352939},{"$f":"(L9658*'Farm data entry'!$D$14)","v":1.7710032918529408},13.57769190420588,13.57769190420588,53.966747406694139,1000,0,13.57769190420588,0,1894.1043749528653,0,13.57769190420588,0,1894.1043749528653,0]
["2012-06-12",2012,164,{"$f":"VLOOKUP($A9663,Rainfall!$D$3:$Q$10959,Hydrology!$D$1,FALSE)","v":3.4999998911999999},{"$f":"MAX((D9663-'Farm data entry'!$D$24)*'Farm data entry'!$D$23,0)*10*'Farm data entry'!$D$10","v":28.499997932799992},{"$f":"AND(C9663>='Farm data entry'!$E$15,Hydrology!C9663<='Farm data entry'!$E$16)","v":true},28.499997932799992,{"$f":"VLOOKUP($A9663,ETo!$A$3:$N$10959,Hydrology!$D$1,FALSE)","v":0.68522890000000003},{"$f":"(H9663*'Farm data entry'!$D$25)","v":0.47966022999999997},{"$f":"kc(C9663,Kc!$E$9:$H$9,Kc!$I$9:$K$9)","v":0.61176470588235299},0.29343919952941178,{"$f":"K9663*10*'Farm data entry'!$E$22","v":5.868783990588236},{"$f":"(L9663*'Farm data entry'!$D$14)","v":0.88031759858823533},6.7491015891764716,6.7491015891764716,21.750896343623481,1000,0,6.7491015891764716,21.750896343623481,2000,0,6.7491015891764716,0,2474.613646139489,0]
["2012-06-24",2012,176,{"$f":"VLOOKUP($A9675,Rainfall!$D$3:$Q$10959,Hydrology!$D$1,FALSE)","v":0.99999999360000003},{"$f":"MAX((D9675-'Farm data entry'!$D$24)*'Farm data entry'!$D$23,0)*10*'Farm data entry'!$D$10","v":0},{"$f":"AND(C9675>='Farm data entry'!$E$15,Hydrology!C9675<='Farm data entry'!$E$16)","v":true},0,{"$f":"VLOOKUP($A9675,ETo!$A$3:$N$10959,Hydrology!$D$1,FALSE)","v":2.4835048},{"$f":"(H9675*'Farm data entry'!$D$25)","v":1.7384533599999998},{"$f":"kc(C9675,Kc!$E$9:$H$9,Kc!$I$9:$K$9)","v":0.6470588235294118},1.1248815858823529,{"$f":"K9675*10*'Farm data entry'!$E$22","v":22.497631717647057},{"$f":"(L9675*'Farm data entry'!$D$14)","v":3.3746447576470584},25.872276475294115,25.872276475294115,0,844.74497805401768,0,25.872276475294115,0,1844.744978054018,0,25.872276475294115,0,2319.3586241935063,0]
["2012-07-07",2012,189,{"$f":"VLOOKUP($A9688,Rainfall!$D$3:$Q$10959,Hydrology!$D$1,FALSE)","v":15.500000159999999},{"$f":"MAX((D9688-'Farm data entry'!$D$24)*'Farm data entry'!$D$23,0)*10*'Farm data entry'!$D$10","v":256.50000303999997},{"$f":"AND(C9688>='Farm data entry'!$E$15,Hydrology!C9688<='Farm data entry'!$E$16)","v":true},256.50000303999997,{"$f":"VLOOKUP($A9688,ETo!$A$3:$N$10959,Hydrology!$D$1,FALSE)","v":1.5979680999999999},{"$f":"(H9688*'Farm data entry'!$D$25)","v":1.1185776699999999},{"$f":"kc(C9688,Kc!$E$9:$H$9,Kc!$I$9:$K$9)","v":0.68529411764705883},0.76655469738235282,{"$f":"K9688*10*'Farm data entry'!$E$22","v":15.331093947647057},{"$f":"(L9688*'Farm data entry'!$D$14)","v":2.2996640921470584},17.630758039794117,17.630758039794117,0,833.66285579435294,0,17.630758039794117,0,1833.6628557943538,0,17.630758039794117,0,2308.2765019338417,0]
["2012-07-12",2012,194,{"$f":"VLOOKUP($A9693,Rainfall!$D$3:$Q$10959,Hydrology!$D$1,FALSE)","v":7.0999998336000001},{"$f":"MAX((D9693-'Farm data entry'!$D$24)*'Farm data entry'!$D$23,0)*10*'Farm data entry'!$D$10","v":96.8999968384},{"$f":"AND(C9693>='Farm data entry'!$E$15,Hydrology!C9693<='Farm data entry'!$E$16)","v":true},96.8999968384,{"$f":"VLOOKUP($A9693,ETo!$A$3:$N$10959,Hydrology!$D$1,FALSE)","v":2.4355967000000001},{"$f":"(H9693*'Farm data entry'!$D$25)","v":1.70491769},{"$f":"kc(C9693,Kc!$E$9:$H$9,Kc!$I$9:$K$9)","v":0.7},1.1934423830000001,{"$f":"K9693*10*'Farm data entry'!$E$22","v":23.86884766},{"$f":"(L9693*'Farm data entry'!$D$14)","v":3.5803271489999999},27.449174808999999,27.449174808999999,69.450822029400115,1000,0,27.449174808999999,69.450822029400115,2000,0,27.449174808999999,0,2775.396786510948,0]
["2012-07-27",2012,209,{"$f":"VLOOKUP($A9708,Rainfall!$D$3:$Q$10959,Hydrology!$D$1,FALSE)","v":0.60000000480000004},{"$f":"MAX((D9708-'Farm data entry'!$D$24)*'Farm data entry'!$D$23,0)*10*'Farm data entry'!$D$10","v":0},{"$f":"AND(C9708>='Farm data entry'!$E$15,Hydrology!C9708<='Farm data entry'!$E$16)","v":true},0,{"$f":"VLOOKUP($A9708,ETo!$A$3:$N$10959,Hydrology!$D$1,FALSE)","v":2.231395},{"$f":"(H9708*'Farm data entry'!$D$25)","v":1.5619764999999999},{"$f":"kc(C9708,Kc!$E$9:$H$9,Kc!$I$9:$K$9)","v":0.74411764705882355},1.1622942779411765,{"$f":"K9708*10*'Farm data entry'!$E$22","v":23.245885558823531},{"$f":"(L9708*'Farm data entry'!$D$14)","v":3.4868828338235294},26.73276839264706,26.73276839264706,0,604.95512158545898,0,26.73276839264706,0,1604.9551215854585,0,26.73276839264706,0,2504.4667467322902,0]
["2012-08-06",2012,219,{"$f":"VLOOKUP($A9718,Rainfall!$D$3:$Q$10959,Hydrology!$D$1,FALSE)","v":3.3000000479999998},{"$f":"MAX((D9718-'Farm data entry'!$D$24)*'Farm data entry'!$D$23,0)*10*'Farm data entry'!$D$10","v":24.700000911999993},{"$f":"AND(C9718>='Farm data entry'!$E$15,Hydrology!C9718<='Farm data entry'!$E$16)","v":true},24.700000911999993,{"$f":"VLOOKUP($A9718,ETo!$A$3:$N$10959,Hydrology!$D$1,FALSE)","v":2.2267299},{"$f":"(H9718*'Farm data entry'!$D$25)","v":1.5587109299999999},{"$f":"kc(C9718,Kc!$E$9:$H$9,Kc!$I$9:$K$9)","v":0.77352941176470591},1.2057087487941176,{"$f":"K9718*10*'Farm data entry'!$E$22","v":24.114174975882353},{"$f":"(L9718*'Farm data entry'!$D$14)","v":3.6171262463823526},27.731301222264705,27.731301222264705,0,375.14523575928848,0,27.731301222264705,0,1375.145235759288,0,27.731301222264705,0,2274.6568609061196,0]
["2012-08-17",2012,230,{"$f":"VLOOKUP($A9729,Rainfall!$D$3:$Q$10959,Hydrology!$D$1,FALSE)","v":0},{"$f":"MAX((D9729-'Farm data entry'!$D$24)*'Farm data entry'!$D$23,0)*10*'Farm data entry'!$D$10","v":0},{"$f":"AND(C9729>='Farm data entry'!$E$15,Hydrology!C9729<='Farm data entry'!$E$16)","v":true},0,{"$f":"VLOOKUP($A9729,ETo!$A$3:$N$10959,Hydrology!$D$1,FALSE)","v":3.2791134999999998},{"$f":"(H9729*'Farm data entry'!$D$25)","v":2.2953794499999995},{"$f":"kc(C9729,Kc!$E$9:$H$9,Kc!$I$9:$K$9)","v":0.80588235294117649},1.8498057920588231,{"$f":"K9729*10*'Farm data entry'!$E$22","v":36.996115841176461},{"$f":"(L9729*'Farm data entry'!$D$14)","v":5.5494173761764687},42.545533217352933,42.545533217352933,0,228.51768957070024,0,42.545533217352933,0,1228.5176895706995,0,42.545533217352933,0,2128.0293147175312,0]
["2012-08-22",2012,235,{"$f":"VLOOKUP($A9734,Rainfall!$D$3:$Q$10959,Hydrology!$D$1,FALSE)","v":0},{"$f":"MAX((D9734-'Farm data entry'!$D$24)*'Farm data entry'!$D$23,0)*10*'Farm data entry'!$D$10","v":0},{"$f":"AND(C9734>='Farm data entry'!$E$15,Hydrology!C9734<='Farm data entry'!$E$16)","v":true},0,{"$f":"VLOOKUP($A9734,ETo!$A$3:$N$10959,Hydrology!$D$1,FALSE)","v":2.5763218000000001},{"$f":"(H9734*'Farm data entry'!$D$25)","v":1.80342526},{"$f":"kc(C9734,Kc!$E$9:$H$9,Kc!$I$9:$K$9)","v":0.82058823529411762},1.4798695515882352,{"$f":"K9734*10*'Farm data entry'!$E$22","v":29.597391031764705},{"$f":"(L9734*'Farm data entry'!$D$14)","v":4.4396086547647053},34.036999686529413,34.036999686529413,0,56.920218429759103,0,34.036999686529413,0,1056.9202184297583,0,34.036999686529413,0,1956.4318435765902,0]
["2012-09-02",2012,246,{"$f":"VLOOKUP($A9745,Rainfall!$D$3:$Q$10959,Hydrology!$D$1,FALSE)","v":0},{"$f":"MAX((D9745-'Farm data entry'!$D$24)*'Farm data entry'!$D$23,0)*10*'Farm data entry'!$D$10","v":0},{"$f":"AND(C9745>='Farm data entry'!$E$15,Hydrology!C9745<='Farm data entry'!$E$16)","v":true},0,{"$f":"VLOOKUP($A9745,ETo!$A$3:$N$10959,Hydrology!$D$1,FALSE)","v":0.99945790000000001},{"$f":"(H9745*'Farm data entry'!$D$25)","v":0.69962053000000002},{"$f":"kc(C9745,Kc!$E$9:$H$9,Kc!$I$9:$K$9)","v":0.85},0.59467745049999998,{"$f":"K9745*10*'Farm data entry'!$E$22","v":11.893549009999999},{"$f":"(L9745*'Farm data entry'!$D$14)","v":1.7840323514999998},13.6775813615,0,0,0,13.6775813615,13.6775813615,0,892.98551570814084,0,13.6775813615,0,1792.4971408549727,0]
["2012-09-06",2012,250,{"$f":"VLOOKUP($A9749,Rainfall!$D$3:$Q$10959,Hydrology!$D$1,FALSE)","v":0},{"$f":"MAX((D9749-'Farm data entry'!$D$24)*'Farm data entry'!$D$23,0)*10*'Farm data entry'!$D$10","v":0},{"$f":"AND(C9749>='Farm data entry'!$E$15,Hydrology!C9749<='Farm data entry'!$E$16)","v":true},0,{"$f":"VLOOKUP($A9749,ETo!$A$3:$N$10959,Hydrology!$D$1,FALSE)","v":2.1264883999999999},{"$f":"(H9749*'Farm data entry'!$D$25)","v":1.4885418799999999},{"$f":"kc(C9749,Kc!$E$9:$H$9,Kc!$I$9:$K$9)","v":0.85},1.2652605979999998,{"$f":"K9749*10*'Farm data entry'!$E$22","v":25.305211959999994},{"$f":"(L9749*'Farm data entry'!$D$14)","v":3.7957817939999989},29.100993753999994,0,0,0,29.100993753999994,29.100993753999994,0,769.41307220314081,0,29.100993753999994,0,1668.9246973499726,0]
["2012-09-21",2012,265,{"$f":"VLOOKUP($A9764,Rainfall!$D$3:$Q$10959,Hydrology!$D$1,FALSE)","v":0.49999999680000001},{"$f":"MAX((D9764-'Farm data entry'!$D$24)*'Farm data entry'!$D$23,0)*10*'Farm data entry'!$D$10","v":0},{"$f":"AND(C9764>='Farm data entry'!$E$15,Hydrology!C9764<='Farm data entry'!$E$16)","v":true},0,{"$f":"VLOOKUP($A9764,ETo!$A$3:$N$10959,Hydrology!$D$1,FALSE)","v":0.88035140000000001},{"$f":"(H9764*'Farm data entry'!$D$25)","v":0.61624597999999997},{"$f":"kc(C9764,Kc!$E$9:$H$9,Kc!$I$9:$K$9)","v":0.85},0.52380908299999995,{"$f":"K9764*10*'Farm data entry'!$E$22","v":10.476181659999998},{"$f":"(L9764*'Farm data entry'!$D$14)","v":1.5714272489999996},12.047608908999997,0,0,0,12.047608908999997,12.047608908999997,0,375.97341538664091,0,12.047608908999997,0,1275.4850405334726,0]
["2012-09-26",2012,270,{"$f":"VLOOKUP($A9769,Rainfall!$D$3:$Q$10959,Hydrology!$D$1,FALSE)","v":8.9000000640000003},{"$f":"MAX((D9769-'Farm data entry'!$D$24)*'Farm data entry'!$D$23,0)*10*'Farm data entry'!$D$10","v":131.10000121600001},{"$f":"AND(C9769>='Farm data entry'!$E$15,Hydrology!C9769<='Farm data entry'!$E$16)","v":true},131.10000121600001,{"$f":"VLOOKUP($A9769,ETo!$A$3:$N$10959,Hydrology!$D$1,FALSE)","v":0.89393909999999999},{"$f":"(H9769*'Farm data entry'!$D$25)","v":0.62575736999999998},{"$f":"kc(C9769,Kc!$E$9:$H$9,Kc!$I$9:$K$9)","v":0.85},0.53189376449999992,{"$f":"K9769*10*'Farm data entry'!$E$22","v":10.637875289999998},{"$f":"(L9769*'Farm data entry'!$D$14)","v":1.5956812934999998},12.233556583499999,12.233556583499999,0,998.47470754150004,0,12.233556583499999,0,1352.2536681316408,0,12.233556583499999,0,2251.7652932784722,0]
["2012-10-06",2012,280,{"$f":"VLOOKUP($A9779,Rainfall!$D$3:$Q$10959,Hydrology!$D$1,FALSE)","v":0.49999999680000001},{"$f":"MAX((D9779-'Farm data entry'!$D$24)*'Farm data entry'!$D$23,0)*10*'Farm data entry'!$D$10","v":0},{"$f":"AND(C9779>='Farm data entry'!$E$15,Hydrology!C9779<='Farm data entry'!$E$16)","v":true},0,{"$f":"VLOOKUP($A9779,ETo!$A$3:$N$10959,Hydrology!$D$1,FALSE)","v":0.82211626000000004},{"$f":"(H9779*'Farm data entry'!$D$25)","v":0.57548138199999999},{"$f":"kc(C9779,Kc!$E$9:$H$9,Kc!$I$9:$K$9)","v":0.625},0.35967586374999999,{"$f":"K9779*10*'Farm data entry'!$E$22","v":7.1935172749999996},{"$f":"(L9779*'Farm data entry'!$D$14)","v":1.0790275912499998},8.2725448662499996,8.2725448662499996,0,991.72745513375003,0,8.2725448662499996,0,1903.9304683386406,0,8.2725448662499996,0,2803.4420934854725,0]
["2012-10-21",2012,295,{"$f":"VLOOKUP($A9794,Rainfall!$D$3:$Q$10959,Hydrology!$D$1,FALSE)","v":1.2000000096000001},{"$f":"MAX((D9794-'Farm data entry'!$D$24)*'Farm data entry'!$D$23,0)*10*'Farm data entry'!$D$10","v":0},{"$f":"AND(C9794>='Farm data entry'!$E$15,Hydrology!C9794<='Farm data entry'!$E$16)","v":true},0,{"$f":"VLOOKUP($A9794,ETo!$A$3:$N$10959,Hydrology!$D$1,FALSE)","v":0.16308418},{"$f":"(H9794*'Farm data entry'!$D$25)","v":0.11415892599999999},{"$f":"kc(C9794,Kc!$E$9:$H$9,Kc!$I$9:$K$9)","v":0.25},2.8539731499999998E-2,{"$f":"K9794*10*'Farm data entry'!$E$22","v":0.57079462999999997},{"$f":"(L9794*'Farm data entry'!$D$14)","v":8.5619194499999995E-2},0.65641382449999996,0.65641382449999996,0,999.34358617550004,0,0.65641382449999996,0,1999.3435861754999,0,0.65641382449999996,0,2999.3435861755001,0]
["2012-11-02",2012,307,{"$f":"VLOOKUP($A9806,Rainfall!$D$3:$Q$10959,Hydrology!$D$1,FALSE)","v":1.9000001088},{"$f":"MAX((D9806-'Farm data entry'!$D$24)*'Farm data entry'!$D$23,0)*10*'Farm data entry'!$D$10","v":0},{"$f":"AND(C9806>='Farm data entry'!$E$15,Hydrology!C9806<='Farm data entry'!$E$16)","v":false},0,{"$f":"VLOOKUP($A9806,ETo!$A$3:$N$10959,Hydrology!$D$1,FALSE)","v":0.48720849999999999},{"$f":"(H9806*'Farm data entry'!$D$25)","v":0.34104594999999999},{"$f":"kc(C9806,Kc!$E$9:$H$9,Kc!$I$9:$K$9)","v":0},0,{"$f":"K9806*10*'Farm data entry'!$E$22","v":0},{"$f":"(L9806*'Farm data entry'!$D$14)","v":0},0,0,0,999.87686921249997,0,0,0,1999.8768692125,0,0,0,2999.8768692125,0]
["2012-11-05",2012,310,{"$f":"VLOOKUP($A9809,Rainfall!$D$3:$Q$10959,Hydrology!$D$1,FALSE)","v":0},{"$f":"MAX((D9809-'Farm data entry'!$D$24)*'Farm data entry'!$D$23,0)*10*'Farm data entry'!$D$10","v":0},{"$f":"AND(C9809>='Farm data entry'!$E$15,Hydrology!C9809<='Farm data entry'!$E$16)","v":false},0,{"$f":"VLOOKUP($A9809,ETo!$A$3:$N$10959,Hydrology!$D$1,FALSE)","v":0.15567777999999999},{"$f":"(H9809*'Farm data entry'!$D$25)","v":0.10897444599999999},{"$f":"kc(C9809,Kc!$E$9:$H$9,Kc!$I$9:$K$9)","v":0},0,{"$f":"K9809*10*'Farm data entry'!$E$22","v":0},{"$f":"(L9809*'Farm data entry'!$D$14)","v":0},0,0,0,999.87686921249997,0,0,0,1999.8768692125,0,0,0,2999.8768692125,0]
["2012-11-20",2012,325,{"$f":"VLOOKUP($A9824,Rainfall!$D$3:$Q$10959,Hydrology!$D$1,FALSE)","v":3.4000000992000001},{"$f":"MAX((D9824-'Farm data entry'!$D$24)*'Farm data entry'!$D$23,0)*10*'Farm data entry'!$D$10","v":26.600001884800001},{"$f":"AND(C9824>='Farm data entry'!$E$15,Hydrology!C9824<='Farm data entry'!$E$16)","v":false},0,{"$f":"VLOOKUP($A9824,ETo!$A$3:$N$10959,Hydrology!$D$1,FALSE)","v":0.3505587},{"$f":"(H9824*'Farm data entry'!$D$25)","v":0.24539108999999998},{"$f":"kc(C9824,Kc!$E$9:$H$9,Kc!$I$9:$K$9)","v":0},0,{"$f":"K9824*10*'Farm data entry'!$E$22","v":0},{"$f":"(L9824*'Farm data entry'!$D$14)","v":0},0,0,0,999.87686921249997,0,0,0,1999.8768692125,0,0,0,2999.8768692125,0]
["2012-12-01",2012,336,{"$f":"VLOOKUP($A9835,Rainfall!$D$3:$Q$10959,Hydrology!$D$1,FALSE)","v":9.9999999360000008E-2},{"$f":"MAX((D9835-'Farm data entry'!$D$24)*'Farm data entry'!$D$23,0)*10*'Farm data entry'!$D$10","v":0},{"$f":"AND(C9835>='Farm data entry'!$E$15,Hydrology!C9835<='Farm data entry'!$E$16)","v":false},0,{"$f":"VLOOKUP($A9835,ETo!$A$3:$N$10959,Hydrology!$D$1,FALSE)","v":3.0127516E-2},{"$f":"(H9835*'Farm data entry'!$D$25)","v":2.1089261199999997E-2},{"$f":"kc(C9835,Kc!$E$9:$H$9,Kc!$I$9:$K$9)","v":0},0,{"$f":"K9835*10*'Farm data entry'!$E$22","v":0},{"$f":"(L9835*'Farm data entry'!$D$14)","v":0},0,0,0,999.87686921249997,0,0,0,1999.8768692125,0,0,0,2999.8768692125,0]
["2012-12-09",2012,344,{"$f":"VLOOKUP($A9843,Rainfall!$D$3:$Q$10959,Hydrology!$D$1,FALSE)","v":0},{"$f":"MAX((D9843-'Farm data entry'!$D$24)*'Farm data entry'!$D$23,0)*10*'Farm data entry'!$D$10","v":0},{"$f":"AND(C9843>='Farm data entry'!$E$15,Hydrology!C9843<='Farm data entry'!$E$16)","v":false},0,{"$f":"VLOOKUP($A9843,ETo!$A$3:$N$10959,Hydrology!$D$1,FALSE)","v":0.45177309999999998},{"$f":"(H9843*'Farm data entry'!$D$25)","v":0.31624116999999996},{"$f":"kc(C9843,Kc!$E$9:$H$9,Kc!$I$9:$K$9)","v":0},0,{"$f":"K9843*10*'Farm data entry'!$E$22","v":0},{"$f":"(L9843*'Farm data entry'!$D$14)","v":0},0,0,0,999.87686921249997,0,0,0,1999.8768692125,0,0,0,2999.8768692125,0]
["2012-12-20",2012,355,{"$f":"VLOOKUP($A9854,Rainfall!$D$3:$Q$10959,Hydrology!$D$1,FALSE)","v":3.8999999232000002},{"$f":"MAX((D9854-'Farm data entry'!$D$24)*'Farm data entry'!$D$23,0)*10*'Farm data entry'!$D$10","v":36.099998540800001},{"$f":"AND(C9854>='Farm data entry'!$E$15,Hydrology!C9854<='Farm data entry'!$E$16)","v":false},0,{"$f":"VLOOKUP($A9854,ETo!$A$3:$N$10959,Hydrology!$D$1,FALSE)","v":0},{"$f":"(H9854*'Farm data entry'!$D$25)","v":0},{"$f":"kc(C9854,Kc!$E$9:$H$9,Kc!$I$9:$K$9)","v":0},0,{"$f":"K9854*10*'Farm data entry'!$E$22","v":0},{"$f":"(L9854*'Farm data entry'!$D$14)","v":0},0,0,0,999.87686921249997,0,0,0,1999.8768692125,0,0,0,2999.8768692125,0]
["2012-12-31",2012,366,{"$f":"VLOOKUP($A9865,Rainfall!$D$3:$Q$10959,Hydrology!$D$1,FALSE)","v":8.7999998399999999},{"$f":"MAX((D9865-'Farm data entry'!$D$24)*'Farm data entry'!$D$23,0)*10*'Farm data entry'!$D$10","v":129.19999695999999},{"$f":"AND(C9865>='Farm data entry'!$E$15,Hydrology!C9865<='Farm data entry'!$E$16)","v":false},0,{"$f":"VLOOKUP($A9865,ETo!$A$3:$N$10959,Hydrology!$D$1,FALSE)","v":0.46180704},{"$f":"(H9865*'Farm data entry'!$D$25)","v":0.32326492800000001},{"$f":"kc(C9865,Kc!$E$9:$H$9,Kc!$I$9:$K$9)","v":0},0,{"$f":"K9865*10*'Farm data entry'!$E$22","v":0},{"$f":"(L9865*'Farm data entry'!$D$14)","v":0},0,0,0,999.87686921249997,0,0,0,1999.8768692125,0,0,0,2999.8768692125,0]
["2013-01-02",2013,2,{"$f":"VLOOKUP($A9867,Rainfall!$D$3:$Q$10959,Hydrology!$D$1,FALSE)","v":2.9947181759999997},{"$f":"MAX((D9867-'Farm data entry'!$D$24)*'Farm data entry'!$D$23,0)*10*'Farm data entry'!$D$10","v":18.899645343999993},{"$f":"AND(C9867>='Farm data entry'!$E$15,Hydrology!C9867<='Farm data entry'!$E$16)","v":false},0,{"$f":"VLOOKUP($A9867,ETo!$A$3:$N$10959,Hydrology!$D$1,FALSE)","v":0.11853775},{"$f":"(H9867*'Farm data entry'!$D$25)","v":8.2976424999999993E-2},{"$f":"kc(C9867,Kc!$E$9:$H$9,Kc!$I$9:$K$9)","v":0},0,{"$f":"K9867*10*'Farm data entry'!$E$22","v":0},{"$f":"(L9867*'Farm data entry'!$D$14)","v":0},0,0,0,999.87686921249997,0,0,0,1999.8768692125,0,0,0,2999.8768692125,0]
["2013-01-15",2013,15,{"$f":"VLOOKUP($A9880,Rainfall!$D$3:$Q$10959,Hydrology!$D$1,FALSE)","v":0},{"$f":"MAX((D9880-'Farm data entry'!$D$24)*'Farm data entry'!$D$23,0)*10*'Farm data entry'!$D$10","v":0},{"$f":"AND(C9880>='Farm data entry'!$E$15,Hydrology!C9880<='Farm data entry'!$E$16)","v":false},0,{"$f":"VLOOKUP($A9880,ETo!$A$3:$N$10959,Hydrology!$D$1,FALSE)","v":0.1638616},{"$f":"(H9880*'Farm data entry'!$D$25)","v":0.11470311999999999},{"$f":"kc(C9880,Kc!$E$9:$H$9,Kc!$I$9:$K$9)","v":0},0,{"$f":"K9880*10*'Farm data entry'!$E$22","v":0},{"$f":"(L9880*'Farm data entry'!$D$14)","v":0},0,0,0,999.87686921249997,0,0,0,1999.8768692125,0,0,0,2999.8768692125,0]
["2013-01-20",2013,20,{"$f":"VLOOKUP($A9885,Rainfall!$D$3:$Q$10959,Hydrology!$D$1,FALSE)","v":4.1926057920000002},{"$f":"MAX((D9885-'Farm data entry'!$D$24)*'Farm data entry'!$D$23,0)*10*'Farm data entry'!$D$10","v":41.659510048000001},{"$f":"AND(C9885>='Farm data entry'!$E$15,Hydrology!C9885<='Farm data entry'!$E$16)","v":false},0,{"$f":"VLOOKUP($A9885,ETo!$A$3:$N$10959,Hydrology!$D$1,FALSE)","v":9.7223249999999997E-2},{"$f":"(H9885*'Farm data entry'!$D$25)","v":6.8056274999999999E-2},{"$f":"kc(C9885,Kc!$E$9:$H$9,Kc!$I$9:$K$9)","v":0},0,{"$f":"K9885*10*'Farm data entry'!$E$22","v":0},{"$f":"(L9885*'Farm data entry'!$D$14)","v":0},0,0,0,999.87686921249997,0,0,0,1999.8768692125,0,0,0,2999.8768692125,0]
["2013-02-04",2013,35,{"$f":"VLOOKUP($A9900,Rainfall!$D$3:$Q$10959,Hydrology!$D$1,FALSE)","v":1.3999999392},{"$f":"MAX((D9900-'Farm data entry'!$D$24)*'Farm data entry'!$D$23,0)*10*'Farm data entry'!$D$10","v":0},{"$f":"AND(C9900>='Farm data entry'!$E$15,Hydrology!C9900<='Farm data entry'!$E$16)","v":false},0,{"$f":"VLOOKUP($A9900,ETo!$A$3:$N$10959,Hydrology!$D$1,FALSE)","v":1.0000087},{"$f":"(H9900*'Farm data entry'!$D$25)","v":0.70000608999999991},{"$f":"kc(C9900,Kc!$E$9:$H$9,Kc!$I$9:$K$9)","v":0},0,{"$f":"K9900*10*'Farm data entry'!$E$22","v":0},{"$f":"(L9900*'Farm data entry'!$D$14)","v":0},0,0,0,999.87686921249997,0,0,0,1999.8768692125,0,0,0,2999.8768692125,0]
["2013-02-12",2013,43,{"$f":"VLOOKUP($A9908,Rainfall!$D$3:$Q$10959,Hydrology!$D$1,FALSE)","v":0},{"$f":"MAX((D9908-'Farm data entry'!$D$24)*'Farm data entry'!$D$23,0)*10*'Farm data entry'!$D$10","v":0},{"$f":"AND(C9908>='Farm data entry'!$E$15,Hydrology!C9908<='Farm data entry'!$E$16)","v":false},0,{"$f":"VLOOKUP($A9908,ETo!$A$3:$N$10959,Hydrology!$D$1,FALSE)","v":0.30505433999999998},{"$f":"(H9908*'Farm data entry'!$D$25)","v":0.21353803799999999},{"$f":"kc(C9908,Kc!$E$9:$H$9,Kc!$I$9:$K$9)","v":0},0,{"$f":"K9908*10*'Farm data entry'!$E$22","v":0},{"$f":"(L9908*'Farm data entry'!$D$14)","v":0},0,0,0,999.87686921249997,0,0,0,1999.8768692125,0,0,0,2999.8768692125,0]
["2013-02-19",2013,50,{"$f":"VLOOKUP($A9915,Rainfall!$D$3:$Q$10959,Hydrology!$D$1,FALSE)","v":9.9999999360000008E-2},{"$f":"MAX((D9915-'Farm data entry'!$D$24)*'Farm data entry'!$D$23,0)*10*'Farm data entry'!$D$10","v":0},{"$f":"AND(C9915>='Farm data entry'!$E$15,Hydrology!C9915<='Farm data entry'!$E$16)","v":false},0,{"$f":"VLOOKUP($A9915,ETo!$A$3:$N$10959,Hydrology!$D$1,FALSE)","v":0.3197103},{"$f":"(H9915*'Farm data entry'!$D$25)","v":0.22379721},{"$f":"kc(C9915,Kc!$E$9:$H$9,Kc!$I$9:$K$9)","v":0},0,{"$f":"K9915*10*'Farm data entry'!$E$22","v":0},{"$f":"(L9915*'Farm data entry'!$D$14)","v":0},0,0,0,999.87686921249997,0,0,0,1999.8768692125,0,0,0,2999.8768692125,0]
["2013-03-02",2013,61,{"$f":"VLOOKUP($A9926,Rainfall!$D$3:$Q$10959,Hydrology!$D$1,FALSE)","v":0},{"$f":"MAX((D9926-'Farm data entry'!$D$24)*'Farm data entry'!$D$23,0)*10*'Farm data entry'!$D$10","v":0},{"$f":"AND(C9926>='Farm data entry'!$E$15,Hydrology!C9926<='Farm data entry'!$E$16)","v":true},0,{"$f":"VLOOKUP($A9926,ETo!$A$3:$N$10959,Hydrology!$D$1,FALSE)","v":0.53955940000000002},{"$f":"(H9926*'Farm data entry'!$D$25)","v":0.37769157999999997},{"$f":"kc(C9926,Kc!$E$9:$H$9,Kc!$I$9:$K$9)","v":0},0,{"$f":"K9926*10*'Farm data entry'!$E$22","v":0},{"$f":"(L9926*'Farm data entry'!$D$14)","v":0},0,0,0,999.87686921249997,0,0,0,1999.8768692125,0,0,0,2999.8768692125,0]
["2013-03-17",2013,76,{"$f":"VLOOKUP($A9941,Rainfall!$D$3:$Q$10959,Hydrology!$D$1,FALSE)","v":6.7101056639999994},{"$f":"MAX((D9941-'Farm data entry'!$D$24)*'Farm data entry'!$D$23,0)*10*'Farm data entry'!$D$10","v":89.492007615999981},{"$f":"AND(C9941>='Farm data entry'!$E$15,Hydrology!C9941<='Farm data entry'!$E$16)","v":true},89.492007615999981,{"$f":"VLOOKUP($A9941,ETo!$A$3:$N$10959,Hydrology!$D$1,FALSE)","v":0.24400674999999999},{"$f":"(H9941*'Farm data entry'!$D$25)","v":0.17080472499999999},{"$f":"kc(C9941,Kc!$E$9:$H$9,Kc!$I$9:$K$9)","v":0},0,{"$f":"K9941*10*'Farm data entry'!$E$22","v":0},{"$f":"(L9941*'Farm data entry'!$D$14)","v":0},0,0,89.49200761599991,1000,0,0,89.492007616000137,2000,0,0,89.492007616000137,3000,0]
["2013-03-21",2013,80,{"$f":"VLOOKUP($A9945,Rainfall!$D$3:$Q$10959,Hydrology!$D$1,FALSE)","v":1.8027149184},{"$f":"MAX((D9945-'Farm data entry'!$D$24)*'Farm data entry'!$D$23,0)*10*'Farm data entry'!$D$10","v":0},{"$f":"AND(C9945>='Farm data entry'!$E$15,Hydrology!C9945<='Farm data entry'!$E$16)","v":true},0,{"$f":"VLOOKUP($A9945,ETo!$A$3:$N$10959,Hydrology!$D$1,FALSE)","v":0.85084820000000005},{"$f":"(H9945*'Farm data entry'!$D$25)","v":0.59559373999999998},{"$f":"kc(C9945,Kc!$E$9:$H$9,Kc!$I$9:$K$9)","v":0},0,{"$f":"K9945*10*'Farm data entry'!$E$22","v":0},{"$f":"(L9945*'Farm data entry'!$D$14)","v":0},0,0,0,1000,0,0,0,2000,0,0,0,3000,0]
["2013-04-01",2013,91,{"$f":"VLOOKUP($A9956,Rainfall!$D$3:$Q$10959,Hydrology!$D$1,FALSE)","v":0},{"$f":"MAX((D9956-'Farm data entry'!$D$24)*'Farm data entry'!$D$23,0)*10*'Farm data entry'!$D$10","v":0},{"$f":"AND(C9956>='Farm data entry'!$E$15,Hydrology!C9956<='Farm data entry'!$E$16)","v":true},0,{"$f":"VLOOKUP($A9956,ETo!$A$3:$N$10959,Hydrology!$D$1,FALSE)","v":1.6483356},{"$f":"(H9956*'Farm data entry'!$D$25)","v":1.15383492},{"$f":"kc(C9956,Kc!$E$9:$H$9,Kc!$I$9:$K$9)","v":0},0,{"$f":"K9956*10*'Farm data entry'!$E$22","v":0},{"$f":"(L9956*'Farm data entry'!$D$14)","v":0},0,0,0,1000,0,0,0,2000,0,0,0,3000,0]
["2013-04-16",2013,106,{"$f":"VLOOKUP($A9971,Rainfall!$D$3:$Q$10959,Hydrology!$D$1,FALSE)","v":0.10049139936000001},{"$f":"MAX((D9971-'Farm data entry'!$D$24)*'Farm data entry'!$D$23,0)*10*'Farm data entry'!$D$10","v":0},{"$f":"AND(C9971>='Farm data entry'!$E$15,Hydrology!C9971<='Farm data entry'!$E$16)","v":true},0,{"$f":"VLOOKUP($A9971,ETo!$A$3:$N$10959,Hydrology!$D$1,FALSE)","v":1.7942343999999999},{"$f":"(H9971*'Farm data entry'!$D$25)","v":1.2559640799999998},{"$f":"kc(C9971,Kc!$E$9:$H$9,Kc!$I$9:$K$9)","v":0.44117647058823528},0.55410179999999987,{"$f":"K9971*10*'Farm data entry'!$E$22","v":11.082035999999997},{"$f":"(L9971*'Farm data entry'!$D$14)","v":1.6623053999999995},12.744341399999996,12.744341399999996,0,958.33313733311752,0,12.744341399999996,0,1958.3331373331177,0,12.744341399999996,0,2958.333137333118,0]
["2013-04-23",2013,113,{"$f":"VLOOKUP($A9978,Rainfall!$D$3:$Q$10959,Hydrology!$D$1,FALSE)","v":0},{"$f":"MAX((D9978-'Farm data entry'!$D$24)*'Farm data entry'!$D$23,0)*10*'Farm data entry'!$D$10","v":0},{"$f":"AND(C9978>='Farm data entry'!$E$15,Hydrology!C9978<='Farm data entry'!$E$16)","v":true},0,{"$f":"VLOOKUP($A9978,ETo!$A$3:$N$10959,Hydrology!$D$1,FALSE)","v":2.7613439999999998},{"$f":"(H9978*'Farm data entry'!$D$25)","v":1.9329407999999997},{"$f":"kc(C9978,Kc!$E$9:$H$9,Kc!$I$9:$K$9)","v":0.46176470588235297},0.89256383999999989,{"$f":"K9978*10*'Farm data entry'!$E$22","v":17.851276799999997},{"$f":"(L9978*'Farm data entry'!$D$14)","v":2.6776915199999993},20.528968319999997,20.528968319999997,0,849.9537256003822,0,20.528968319999997,0,1849.9537256003823,0,20.528968319999997,0,2849.9537256003828,0]
["2013-05-01",2013,121,{"$f":"VLOOKUP($A9986,Rainfall!$D$3:$Q$10959,Hydrology!$D$1,FALSE)","v":0},{"$f":"MAX((D9986-'Farm data entry'!$D$24)*'Farm data entry'!$D$23,0)*10*'Farm data entry'!$D$10","v":0},{"$f":"AND(C9986>='Farm data entry'!$E$15,Hydrology!C9986<='Farm data entry'!$E$16)","v":true},0,{"$f":"VLOOKUP($A9986,ETo!$A$3:$N$10959,Hydrology!$D$1,FALSE)","v":3.1309966999999999},{"$f":"(H9986*'Farm data entry'!$D$25)","v":2.1916976899999998},{"$f":"kc(C9986,Kc!$E$9:$H$9,Kc!$I$9:$K$9)","v":0.48529411764705882},1.0636179966176469,{"$f":"K9986*10*'Farm data entry'!$E$22","v":21.272359932352938},{"$f":"(L9986*'Farm data entry'!$D$14)","v":3.1908539898529407},24.463213922205878,24.463213922205878,0,761.67247707276431,0,24.463213922205878,0,1761.6724770727649,0,24.463213922205878,0,2761.6724770727656,0]
["2013-05-16",2013,136,{"$f":"VLOOKUP($A10001,Rainfall!$D$3:$Q$10959,Hydrology!$D$1,FALSE)","v":0},{"$f":"MAX((D10001-'Farm data entry'!$D$24)*'Farm data entry'!$D$23,0)*10*'Farm data entry'!$D$10","v":0},{"$f":"AND(C10001>='Farm data entry'!$E$15,Hydrology!C10001<='Farm data entry'!$E$16)","v":true},0,{"$f":"VLOOKUP($A10001,ETo!$A$3:$N$10959,Hydrology!$D$1,FALSE)","v":2.6086100000000001},{"$f":"(H10001*'Farm data entry'!$D$25)","v":1.8260269999999998},{"$f":"kc(C10001,Kc!$E$9:$H$9,Kc!$I$9:$K$9)","v":0.52941176470588236},0.96672017647058817,{"$f":"K10001*10*'Farm data entry'!$E$22","v":19.334403529411762},{"$f":"(L10001*'Farm data entry'!$D$14)","v":2.9001605294117643},22.234564058823526,22.234564058823526,0,829.26892951300556,0,22.234564058823526,0,1829.2689295130062,0,22.234564058823526,0,2829.2689295130058,0]
["2013-05-21",2013,141,{"$f":"VLOOKUP($A10006,Rainfall!$D$3:$Q$10959,Hydrology!$D$1,FALSE)","v":0.10050000480000001},{"$f":"MAX((D10006-'Farm data entry'!$D$24)*'Farm data entry'!$D$23,0)*10*'Farm data entry'!$D$10","v":0},{"$f":"AND(C10006>='Farm data entry'!$E$15,Hydrology!C10006<='Farm data entry'!$E$16)","v":true},0,{"$f":"VLOOKUP($A10006,ETo!$A$3:$N$10959,Hydrology!$D$1,FALSE)","v":1.6562946000000001},{"$f":"(H10006*'Farm data entry'!$D$25)","v":1.1594062199999999},{"$f":"kc(C10006,Kc!$E$9:$H$9,Kc!$I$9:$K$9)","v":0.54411764705882359},0.63085338441176475,{"$f":"K10006*10*'Farm data entry'!$E$22","v":12.617067688235295},{"$f":"(L10006*'Farm data entry'!$D$14)","v":1.8925601532352943},14.509627841470589,14.509627841470589,0,755.3086241650351,0,14.509627841470589,0,1755.3086241650358,0,14.509627841470589,0,2755.3086241650349,0]
["2013-05-31",2013,151,{"$f":"VLOOKUP($A10016,Rainfall!$D$3:$Q$10959,Hydrology!$D$1,FALSE)","v":0},{"$f":"MAX((D10016-'Farm data entry'!$D$24)*'Farm data entry'!$D$23,0)*10*'Farm data entry'!$D$10","v":0},{"$f":"AND(C10016>='Farm data entry'!$E$15,Hydrology!C10016<='Farm data entry'!$E$16)","v":true},0,{"$f":"VLOOKUP($A10016,ETo!$A$3:$N$10959,Hydrology!$D$1,FALSE)","v":2.9244275000000002},{"$f":"(H10016*'Farm data entry'!$D$25)","v":2.04709925},{"$f":"kc(C10016,Kc!$E$9:$H$9,Kc!$I$9:$K$9)","v":0.57352941176470584},1.1740716286764705,{"$f":"K10016*10*'Farm data entry'!$E$22","v":23.48143257352941},{"$f":"(L10016*'Farm data entry'!$D$14)","v":3.5222148860294116},27.00364745955882,27.00364745955882,0,886.2029717188409,0,27.00364745955882,0,1886.2029717188414,0,27.00364745955882,0,2886.2029717188407,0]
["2013-06-05",2013,156,{"$f":"VLOOKUP($A10021,Rainfall!$D$3:$Q$10959,Hydrology!$D$1,FALSE)","v":0},{"$f":"MAX((D10021-'Farm data entry'!$D$24)*'Farm data entry'!$D$23,0)*10*'Farm data entry'!$D$10","v":0},{"$f":"AND(C10021>='Farm data entry'!$E$15,Hydrology!C10021<='Farm data entry'!$E$16)","v":true},0,{"$f":"VLOOKUP($A10021,ETo!$A$3:$N$10959,Hydrology!$D$1,FALSE)","v":3.1502756999999999},{"$f":"(H10021*'Farm data entry'!$D$25)","v":2.2051929899999996},{"$f":"kc(C10021,Kc!$E$9:$H$9,Kc!$I$9:$K$9)","v":0.58823529411764708},1.2971723470588232,{"$f":"K10021*10*'Farm data entry'!$E$22","v":25.943446941176465},{"$f":"(L10021*'Farm data entry'!$D$14)","v":3.8915170411764697},29.834963982352935,29.834963982352935,0,732.09731357678197,0,29.834963982352935,0,1732.0973135767827,0,29.834963982352935,0,2732.0973135767822,0]
["2013-06-16",2013,167,{"$f":"VLOOKUP($A10032,Rainfall!$D$3:$Q$10959,Hydrology!$D$1,FALSE)","v":0.20131578432000002},{"$f":"MAX((D10032-'Farm data entry'!$D$24)*'Farm data entry'!$D$23,0)*10*'Farm data entry'!$D$10","v":0},{"$f":"AND(C10032>='Farm data entry'!$E$15,Hydrology!C10032<='Farm data entry'!$E$16)","v":true},0,{"$f":"VLOOKUP($A10032,ETo!$A$3:$N$10959,Hydrology!$D$1,FALSE)","v":2.2804582},{"$f":"(H10032*'Farm data entry'!$D$25)","v":1.5963207399999999},{"$f":"kc(C10032,Kc!$E$9:$H$9,Kc!$I$9:$K$9)","v":0.62058823529411766},0.99065787099999991,{"$f":"K10032*10*'Farm data entry'!$E$22","v":19.81315742},{"$f":"(L10032*'Farm data entry'!$D$14)","v":2.9719736129999998},22.785131032999999,22.785131032999999,0,534.9202306507525,0,22.785131032999999,0,1534.920230650753,0,22.785131032999999,0,2534.9202306507527,0]
["2013-06-27",2013,178,{"$f":"VLOOKUP($A10043,Rainfall!$D$3:$Q$10959,Hydrology!$D$1,FALSE)","v":0.90592102079999992},{"$f":"MAX((D10043-'Farm data entry'!$D$24)*'Farm data entry'!$D$23,0)*10*'Farm data entry'!$D$10","v":0},{"$f":"AND(C10043>='Farm data entry'!$E$15,Hydrology!C10043<='Farm data entry'!$E$16)","v":true},0,{"$f":"VLOOKUP($A10043,ETo!$A$3:$N$10959,Hydrology!$D$1,FALSE)","v":2.572492},{"$f":"(H10043*'Farm data entry'!$D$25)","v":1.8007443999999999},{"$f":"kc(C10043,Kc!$E$9:$H$9,Kc!$I$9:$K$9)","v":0.65294117647058825},1.1757801670588235,{"$f":"K10043*10*'Farm data entry'!$E$22","v":23.515603341176469},{"$f":"(L10043*'Farm data entry'!$D$14)","v":3.5273405011764702},27.04294384235294,27.04294384235294,0,269.72160460628191,0,27.04294384235294,0,1269.7216046062824,0,27.04294384235294,0,2269.7216046062822,0]
["2013-07-05",2013,186,{"$f":"VLOOKUP($A10051,Rainfall!$D$3:$Q$10959,Hydrology!$D$1,FALSE)","v":0},{"$f":"MAX((D10051-'Farm data entry'!$D$24)*'Farm data entry'!$D$23,0)*10*'Farm data entry'!$D$10","v":0},{"$f":"AND(C10051>='Farm data entry'!$E$15,Hydrology!C10051<='Farm data entry'!$E$16)","v":true},0,{"$f":"VLOOKUP($A10051,ETo!$A$3:$N$10959,Hydrology!$D$1,FALSE)","v":3.8632795999999998},{"$f":"(H10051*'Farm data entry'!$D$25)","v":2.7042957199999997},{"$f":"kc(C10051,Kc!$E$9:$H$9,Kc!$I$9:$K$9)","v":0.67647058823529416},1.8293765164705882,{"$f":"K10051*10*'Farm data entry'!$E$22","v":36.587530329411763},{"$f":"(L10051*'Farm data entry'!$D$14)","v":5.4881295494117639},42.075659878823529,42.075659878823529,0,82.853706173728966,0,42.075659878823529,0,1082.8537061737295,0,42.075659878823529,0,2082.8537061737297,0]
["2013-07-16",2013,197,{"$f":"VLOOKUP($A10062,Rainfall!$D$3:$Q$10959,Hydrology!$D$1,FALSE)","v":0},{"$f":"MAX((D10062-'Farm data entry'!$D$24)*'Farm data entry'!$D$23,0)*10*'Farm data entry'!$D$10","v":0},{"$f":"AND(C10062>='Farm data entry'!$E$15,Hydrology!C10062<='Farm data entry'!$E$16)","v":true},0,{"$f":"VLOOKUP($A10062,ETo!$A$3:$N$10959,Hydrology!$D$1,FALSE)","v":3.3017411000000001},{"$f":"(H10062*'Farm data entry'!$D$25)","v":2.31121877},{"$f":"kc(C10062,Kc!$E$9:$H$9,Kc!$I$9:$K$9)","v":0.70882352941176463},1.6382462457941174,{"$f":"K10062*10*'Farm data entry'!$E$22","v":32.764924915882347},{"$f":"(L10062*'Farm data entry'!$D$14)","v":4.9147387373823515},37.679663653264697,0,0,0,37.679663653264697,37.679663653264697,0,600.84275468749433,0,37.679663653264697,0,1600.8427546874943,0]
["2013-07-30",2013,211,{"$f":"VLOOKUP($A10076,Rainfall!$D$3:$Q$10959,Hydrology!$D$1,FALSE)","v":2.2909803264000002},{"$f":"MAX((D10076-'Farm data entry'!$D$24)*'Farm data entry'!$D$23,0)*10*'Farm data entry'!$D$10","v":5.5286262016000034},{"$f":"AND(C10076>='Farm data entry'!$E$15,Hydrology!C10076<='Farm data entry'!$E$16)","v":true},5.5286262016000034,{"$f":"VLOOKUP($A10076,ETo!$A$3:$N$10959,Hydrology!$D$1,FALSE)","v":1.5567846999999999},{"$f":"(H10076*'Farm data entry'!$D$25)","v":1.0897492899999999},{"$f":"kc(C10076,Kc!$E$9:$H$9,Kc!$I$9:$K$9)","v":0.75},0.8173119674999999,{"$f":"K10076*10*'Farm data entry'!$E$22","v":16.346239349999998},{"$f":"(L10076*'Farm data entry'!$D$14)","v":2.4519359024999994},18.798175252499998,18.798175252499998,0,8.6990312108058934,0,18.798175252499998,0,353.76269044782958,0,18.798175252499998,0,1353.7626904478302,0]
["2013-08-10",2013,222,{"$f":"VLOOKUP($A10087,Rainfall!$D$3:$Q$10959,Hydrology!$D$1,FALSE)","v":0},{"$f":"MAX((D10087-'Farm data entry'!$D$24)*'Farm data entry'!$D$23,0)*10*'Farm data entry'!$D$10","v":0},{"$f":"AND(C10087>='Farm data entry'!$E$15,Hydrology!C10087<='Farm data entry'!$E$16)","v":true},0,{"$f":"VLOOKUP($A10087,ETo!$A$3:$N$10959,Hydrology!$D$1,FALSE)","v":2.5767155000000002},{"$f":"(H10087*'Farm data entry'!$D$25)","v":1.80370085},{"$f":"kc(C10087,Kc!$E$9:$H$9,Kc!$I$9:$K$9)","v":0.78235294117647058},1.411130665,{"$f":"K10087*10*'Farm data entry'!$E$22","v":28.222613299999999},{"$f":"(L10087*'Farm data entry'!$D$14)","v":4.2333919949999999},32.456005294999997,0,0,0,32.456005294999997,29.554675059094301,0,0,2.9013302359056965,32.456005294999997,0,997.09866976409501,0]
["2013-08-15",2013,227,{"$f":"VLOOKUP($A10092,Rainfall!$D$3:$Q$10959,Hydrology!$D$1,FALSE)","v":9.9999999360000008E-2},{"$f":"MAX((D10092-'Farm data entry'!$D$24)*'Farm data entry'!$D$23,0)*10*'Farm data entry'!$D$10","v":0},{"$f":"AND(C10092>='Farm data entry'!$E$15,Hydrology!C10092<='Farm data entry'!$E$16)","v":true},0,{"$f":"VLOOKUP($A10092,ETo!$A$3:$N$10959,Hydrology!$D$1,FALSE)","v":2.0610490000000001},{"$f":"(H10092*'Farm data entry'!$D$25)","v":1.4427342999999999},{"$f":"kc(C10092,Kc!$E$9:$H$9,Kc!$I$9:$K$9)","v":0.79705882352941171},1.1499441038235292,{"$f":"K10092*10*'Farm data entry'!$E$22","v":22.998882076470583},{"$f":"(L10092*'Farm data entry'!$D$14)","v":3.4498323114705873},26.44871438794117,0,0,0,26.44871438794117,0,0,0,26.44871438794117,26.44871438794117,0,838.81063187750681,0]
["2013-08-23",2013,235,{"$f":"VLOOKUP($A10100,Rainfall!$D$3:$Q$10959,Hydrology!$D$1,FALSE)","v":3.4000000992000001},{"$f":"MAX((D10100-'Farm data entry'!$D$24)*'Farm data entry'!$D$23,0)*10*'Farm data entry'!$D$10","v":26.600001884800001},{"$f":"AND(C10100>='Farm data entry'!$E$15,Hydrology!C10100<='Farm data entry'!$E$16)","v":true},26.600001884800001,{"$f":"VLOOKUP($A10100,ETo!$A$3:$N$10959,Hydrology!$D$1,FALSE)","v":2.7111084000000001},{"$f":"(H10100*'Farm data entry'!$D$25)","v":1.89777588},{"$f":"kc(C10100,Kc!$E$9:$H$9,Kc!$I$9:$K$9)","v":0.82058823529411762},1.5572925603529411,{"$f":"K10100*10*'Farm data entry'!$E$22","v":31.145851207058822},{"$f":"(L10100*'Farm data entry'!$D$14)","v":4.671877681058823},35.817728888117642,26.600001884800001,0,0,9.2177270033176413,26.600001884800001,0,0,9.2177270033176413,35.817728888117642,0,650.59088183769506,0]
["2013-09-09",{"$f":"YEAR(A10117)","v":2013},252,{"$f":"VLOOKUP($A10117,Rainfall!$D$3:$Q$10959,Hydrology!$D$1,FALSE)","v":2.0999999520000001},{"$f":"MAX((D10117-'Farm data entry'!$D$24)*'Farm data entry'!$D$23,0)*10*'Farm data entry'!$D$10","v":1.8999990880000019},{"$f":"AND(C10117>='Farm data entry'!$E$15,Hydrology!C10117<='Farm data entry'!$E$16)","v":true},1.8999990880000019,{"$f":"VLOOKUP($A10117,ETo!$A$3:$N$10959,Hydrology!$D$1,FALSE)","v":0.86513399999999996},{"$f":"(H10117*'Farm data entry'!$D$25)","v":0.60559379999999996},{"$f":"kc(C10117,Kc!$E$9:$H$9,Kc!$I$9:$K$9)","v":0.85},0.51475472999999994,{"$f":"K10117*10*'Farm data entry'!$E$22","v":10.295094599999999},{"$f":"(L10117*'Farm data entry'!$D$14)","v":1.5442641899999998},{"$f":"SUM(L10117:M10117)","v":11.839358789999999},11.839358789999999,0,36.175710167999995,{"$f":"$N10117-O10117","v":0},{"$f":"MIN($N10117,U10116+$G10117)","v":11.839358789999999},{"$f":"MAX(U10116+$G10117-$N10117-T$1,0)","v":0},{"$f":"MIN(U10116-S10117+$G10117,T$1)","v":36.175710167999995},{"$f":"$N10117-S10117","v":0},{"$f":"MIN($N10117,Y10116+$G10117)","v":11.839358789999999},{"$f":"MAX(Y10116+$G10117-$N10117-X$1,0)","v":0},{"$f":"MIN(Y10116-W10117+$G10117,X$1)","v":649.3044685466067},{"$f":"$N10117-W10117","v":0}]
["2013-09-14",2013,257,{"$f":"VLOOKUP($A10122,Rainfall!$D$3:$Q$10959,Hydrology!$D$1,FALSE)","v":0.39999998880000004},{"$f":"MAX((D10122-'Farm data entry'!$D$24)*'Farm data entry'!$D$23,0)*10*'Farm data entry'!$D$10","v":0},{"$f":"AND(C10122>='Farm data entry'!$E$15,Hydrology!C10122<='Farm data entry'!$E$16)","v":true},0,{"$f":"VLOOKUP($A10122,ETo!$A$3:$N$10959,Hydrology!$D$1,FALSE)","v":0.88901010000000003},{"$f":"(H10122*'Farm data entry'!$D$25)","v":0.62230706999999996},{"$f":"kc(C10122,Kc!$E$9:$H$9,Kc!$I$9:$K$9)","v":0.85},0.52896100949999991,{"$f":"K10122*10*'Farm data entry'!$E$22","v":10.579220189999997},{"$f":"(L10122*'Farm data entry'!$D$14)","v":1.5868830284999995},12.166103218499996,12.166103218499996,0,140.83336979785,0,12.166103218499996,0,140.83336979785,0,12.166103218499996,0,749.76717866545664,0]
["2013-09-25",2013,268,{"$f":"VLOOKUP($A10133,Rainfall!$D$3:$Q$10959,Hydrology!$D$1,FALSE)","v":1.7000000927999999},{"$f":"MAX((D10133-'Farm data entry'!$D$24)*'Farm data entry'!$D$23,0)*10*'Farm data entry'!$D$10","v":0},{"$f":"AND(C10133>='Farm data entry'!$E$15,Hydrology!C10133<='Farm data entry'!$E$16)","v":true},0,{"$f":"VLOOKUP($A10133,ETo!$A$3:$N$10959,Hydrology!$D$1,FALSE)","v":0.74875367000000004},{"$f":"(H10133*'Farm data entry'!$D$25)","v":0.52412756900000002},{"$f":"kc(C10133,Kc!$E$9:$H$9,Kc!$I$9:$K$9)","v":0.85},0.44550843364999998,{"$f":"K10133*10*'Farm data entry'!$E$22","v":8.9101686729999994},{"$f":"(L10133*'Farm data entry'!$D$14)","v":1.3365253009499998},10.246693973949998,10.246693973949998,0,175.55159645399999,0,10.246693973949998,0,175.55159645399999,0,10.246693973949998,0,784.48540532160666,0]
["2013-10-03",2013,276,{"$f":"VLOOKUP($A10141,Rainfall!$D$3:$Q$10959,Hydrology!$D$1,FALSE)","v":7.8999998976000008},{"$f":"MAX((D10141-'Farm data entry'!$D$24)*'Farm data entry'!$D$23,0)*10*'Farm data entry'!$D$10","v":112.0999980544},{"$f":"AND(C10141>='Farm data entry'!$E$15,Hydrology!C10141<='Farm data entry'!$E$16)","v":true},112.0999980544,{"$f":"VLOOKUP($A10141,ETo!$A$3:$N$10959,Hydrology!$D$1,FALSE)","v":0.55002092999999996},{"$f":"(H10141*'Farm data entry'!$D$25)","v":0.38501465099999993},{"$f":"kc(C10141,Kc!$E$9:$H$9,Kc!$I$9:$K$9)","v":0.72499999999999998},0.27913562197499991,{"$f":"K10141*10*'Farm data entry'!$E$22","v":5.5827124394999981},{"$f":"(L10141*'Farm data entry'!$D$14)","v":0.83740686592499969},6.4201193054249979,6.4201193054249979,0,183.35271407377502,0,6.4201193054249979,0,183.35271407377502,0,6.4201193054249979,0,792.2865229413818,0]
["2013-10-14",2013,287,{"$f":"VLOOKUP($A10152,Rainfall!$D$3:$Q$10959,Hydrology!$D$1,FALSE)","v":1.1000000448},{"$f":"MAX((D10152-'Farm data entry'!$D$24)*'Farm data entry'!$D$23,0)*10*'Farm data entry'!$D$10","v":0},{"$f":"AND(C10152>='Farm data entry'!$E$15,Hydrology!C10152<='Farm data entry'!$E$16)","v":true},0,{"$f":"VLOOKUP($A10152,ETo!$A$3:$N$10959,Hydrology!$D$1,FALSE)","v":0.4912783},{"$f":"(H10152*'Farm data entry'!$D$25)","v":0.34389481},{"$f":"kc(C10152,Kc!$E$9:$H$9,Kc!$I$9:$K$9)","v":0.45},0.1547526645,{"$f":"K10152*10*'Farm data entry'!$E$22","v":3.0950532900000001},{"$f":"(L10152*'Farm data entry'!$D$14)","v":0.46425799349999997},3.5593112835,3.5593112835,0,996.44068871649995,0,3.5593112835,0,1103.1495156747501,0,3.5593112835,0,1712.0833245423569,0]
["2013-10-25",2013,298,{"$f":"VLOOKUP($A10163,Rainfall!$D$3:$Q$10959,Hydrology!$D$1,FALSE)","v":9.9999999360000008E-2},{"$f":"MAX((D10163-'Farm data entry'!$D$24)*'Farm data entry'!$D$23,0)*10*'Farm data entry'!$D$10","v":0},{"$f":"AND(C10163>='Farm data entry'!$E$15,Hydrology!C10163<='Farm data entry'!$E$16)","v":true},0,{"$f":"VLOOKUP($A10163,ETo!$A$3:$N$10959,Hydrology!$D$1,FALSE)","v":0.62563115000000002},{"$f":"(H10163*'Farm data entry'!$D$25)","v":0.43794180499999996},{"$f":"kc(C10163,Kc!$E$9:$H$9,Kc!$I$9:$K$9)","v":0.17499999999999999},7.6639815874999989E-2,{"$f":"K10163*10*'Farm data entry'!$E$22","v":1.5327963174999999},{"$f":"(L10163*'Farm data entry'!$D$14)","v":0.22991944762499997},1.7627157651249998,1.7627157651249998,0,995.28080343552506,0,1.7627157651249998,0,1440.2362580847255,0,1.7627157651249998,0,2049.170066952332,0]
["2013-11-05",2013,309,{"$f":"VLOOKUP($A10174,Rainfall!$D$3:$Q$10959,Hydrology!$D$1,FALSE)","v":3.4953825023999996},{"$f":"MAX((D10174-'Farm data entry'!$D$24)*'Farm data entry'!$D$23,0)*10*'Farm data entry'!$D$10","v":28.412267545599992},{"$f":"AND(C10174>='Farm data entry'!$E$15,Hydrology!C10174<='Farm data entry'!$E$16)","v":false},0,{"$f":"VLOOKUP($A10174,ETo!$A$3:$N$10959,Hydrology!$D$1,FALSE)","v":0.48487385999999999},{"$f":"(H10174*'Farm data entry'!$D$25)","v":0.33941170199999998},{"$f":"kc(C10174,Kc!$E$9:$H$9,Kc!$I$9:$K$9)","v":0},0,{"$f":"K10174*10*'Farm data entry'!$E$22","v":0},{"$f":"(L10174*'Farm data entry'!$D$14)","v":0},0,0,0,1000,0,0,0,2000,0,0,0,2799.4131315782315,0]
["2013-11-13",2013,317,{"$f":"VLOOKUP($A10182,Rainfall!$D$3:$Q$10959,Hydrology!$D$1,FALSE)","v":0.59920842527999996},{"$f":"MAX((D10182-'Farm data entry'!$D$24)*'Farm data entry'!$D$23,0)*10*'Farm data entry'!$D$10","v":0},{"$f":"AND(C10182>='Farm data entry'!$E$15,Hydrology!C10182<='Farm data entry'!$E$16)","v":false},0,{"$f":"VLOOKUP($A10182,ETo!$A$3:$N$10959,Hydrology!$D$1,FALSE)","v":4.1315301999999998E-2},{"$f":"(H10182*'Farm data entry'!$D$25)","v":2.8920711399999997E-2},{"$f":"kc(C10182,Kc!$E$9:$H$9,Kc!$I$9:$K$9)","v":0},0,{"$f":"K10182*10*'Farm data entry'!$E$22","v":0},{"$f":"(L10182*'Farm data entry'!$D$14)","v":0},0,0,0,1000,0,0,0,2000,0,0,0,2799.4131315782315,0]
["2013-11-24",2013,328,{"$f":"VLOOKUP($A10193,Rainfall!$D$3:$Q$10959,Hydrology!$D$1,FALSE)","v":0},{"$f":"MAX((D10193-'Farm data entry'!$D$24)*'Farm data entry'!$D$23,0)*10*'Farm data entry'!$D$10","v":0},{"$f":"AND(C10193>='Farm data entry'!$E$15,Hydrology!C10193<='Farm data entry'!$E$16)","v":false},0,{"$f":"VLOOKUP($A10193,ETo!$A$3:$N$10959,Hydrology!$D$1,FALSE)","v":0.31966904000000002},{"$f":"(H10193*'Farm data entry'!$D$25)","v":0.22376832799999999},{"$f":"kc(C10193,Kc!$E$9:$H$9,Kc!$I$9:$K$9)","v":0},0,{"$f":"K10193*10*'Farm data entry'!$E$22","v":0},{"$f":"(L10193*'Farm data entry'!$D$14)","v":0},0,0,0,1000,0,0,0,2000,0,0,0,2799.4131315782315,0]
["2013-11-29",2013,333,{"$f":"VLOOKUP($A10198,Rainfall!$D$3:$Q$10959,Hydrology!$D$1,FALSE)","v":0},{"$f":"MAX((D10198-'Farm data entry'!$D$24)*'Farm data entry'!$D$23,0)*10*'Farm data entry'!$D$10","v":0},{"$f":"AND(C10198>='Farm data entry'!$E$15,Hydrology!C10198<='Farm data entry'!$E$16)","v":false},0,{"$f":"VLOOKUP($A10198,ETo!$A$3:$N$10959,Hydrology!$D$1,FALSE)","v":0.36617290000000002},{"$f":"(H10198*'Farm data entry'!$D$25)","v":0.25632103000000001},{"$f":"kc(C10198,Kc!$E$9:$H$9,Kc!$I$9:$K$9)","v":0},0,{"$f":"K10198*10*'Farm data entry'!$E$22","v":0},{"$f":"(L10198*'Farm data entry'!$D$14)","v":0},0,0,0,1000,0,0,0,2000,0,0,0,2799.4131315782315,0]
["2013-12-07",2013,341,{"$f":"VLOOKUP($A10206,Rainfall!$D$3:$Q$10959,Hydrology!$D$1,FALSE)","v":0},{"$f":"MAX((D10206-'Farm data entry'!$D$24)*'Farm data entry'!$D$23,0)*10*'Farm data entry'!$D$10","v":0},{"$f":"AND(C10206>='Farm data entry'!$E$15,Hydrology!C10206<='Farm data entry'!$E$16)","v":false},0,{"$f":"VLOOKUP($A10206,ETo!$A$3:$N$10959,Hydrology!$D$1,FALSE)","v":0.15316272},{"$f":"(H10206*'Farm data entry'!$D$25)","v":0.107213904},{"$f":"kc(C10206,Kc!$E$9:$H$9,Kc!$I$9:$K$9)","v":0},0,{"$f":"K10206*10*'Farm data entry'!$E$22","v":0},{"$f":"(L10206*'Farm data entry'!$D$14)","v":0},0,0,0,1000,0,0,0,2000,0,0,0,2799.4131315782315,0]
["2013-12-24",2013,358,{"$f":"VLOOKUP($A10223,Rainfall!$D$3:$Q$10959,Hydrology!$D$1,FALSE)","v":7.4045257920000003},{"$f":"MAX((D10223-'Farm data entry'!$D$24)*'Farm data entry'!$D$23,0)*10*'Farm data entry'!$D$10","v":102.68599004800001},{"$f":"AND(C10223>='Farm data entry'!$E$15,Hydrology!C10223<='Farm data entry'!$E$16)","v":false},0,{"$f":"VLOOKUP($A10223,ETo!$A$3:$N$10959,Hydrology!$D$1,FALSE)","v":0.55449619999999999},{"$f":"(H10223*'Farm data entry'!$D$25)","v":0.38814733999999995},{"$f":"kc(C10223,Kc!$E$9:$H$9,Kc!$I$9:$K$9)","v":0},0,{"$f":"K10223*10*'Farm data entry'!$E$22","v":0},{"$f":"(L10223*'Farm data entry'!$D$14)","v":0},0,0,0,1000,0,0,0,2000,0,0,0,2799.4131315782315,0]
["2013-12-29",2013,363,{"$f":"VLOOKUP($A10228,Rainfall!$D$3:$Q$10959,Hydrology!$D$1,FALSE)","v":1.9011621024000001},{"$f":"MAX((D10228-'Farm data entry'!$D$24)*'Farm data entry'!$D$23,0)*10*'Farm data entry'!$D$10","v":0},{"$f":"AND(C10228>='Farm data entry'!$E$15,Hydrology!C10228<='Farm data entry'!$E$16)","v":false},0,{"$f":"VLOOKUP($A10228,ETo!$A$3:$N$10959,Hydrology!$D$1,FALSE)","v":0},{"$f":"(H10228*'Farm data entry'!$D$25)","v":0},{"$f":"kc(C10228,Kc!$E$9:$H$9,Kc!$I$9:$K$9)","v":0},0,{"$f":"K10228*10*'Farm data entry'!$E$22","v":0},{"$f":"(L10228*'Farm data entry'!$D$14)","v":0},0,0,0,1000,0,0,0,2000,0,0,0,2799.4131315782315,0]
["2014-01-09",2014,9,{"$f":"VLOOKUP($A10239,Rainfall!$D$3:$Q$10959,Hydrology!$D$1,FALSE)","v":0},{"$f":"MAX((D10239-'Farm data entry'!$D$24)*'Farm data entry'!$D$23,0)*10*'Farm data entry'!$D$10","v":0},{"$f":"AND(C10239>='Farm data entry'!$E$15,Hydrology!C10239<='Farm data entry'!$E$16)","v":false},0,{"$f":"VLOOKUP($A10239,ETo!$A$3:$N$10959,Hydrology!$D$1,FALSE)","v":0.45261000000000001},{"$f":"(H10239*'Farm data entry'!$D$25)","v":0.31682699999999997},{"$f":"kc(C10239,Kc!$E$9:$H$9,Kc!$I$9:$K$9)","v":0},0,{"$f":"K10239*10*'Farm data entry'!$E$22","v":0},{"$f":"(L10239*'Farm data entry'!$D$14)","v":0},0,0,0,1000,0,0,0,2000,0,0,0,2799.4131315782315,0]
["2014-01-23",2014,23,{"$f":"VLOOKUP($A10253,Rainfall!$D$3:$Q$10959,Hydrology!$D$1,FALSE)","v":1.8913587264},{"$f":"MAX((D10253-'Farm data entry'!$D$24)*'Farm data entry'!$D$23,0)*10*'Farm data entry'!$D$10","v":0},{"$f":"AND(C10253>='Farm data entry'!$E$15,Hydrology!C10253<='Farm data entry'!$E$16)","v":false},0,{"$f":"VLOOKUP($A10253,ETo!$A$3:$N$10959,Hydrology!$D$1,FALSE)","v":0.18388103},{"$f":"(H10253*'Farm data entry'!$D$25)","v":0.12871672100000001},{"$f":"kc(C10253,Kc!$E$9:$H$9,Kc!$I$9:$K$9)","v":0},0,{"$f":"K10253*10*'Farm data entry'!$E$22","v":0},{"$f":"(L10253*'Farm data entry'!$D$14)","v":0},0,0,0,1000,0,0,0,2000,0,0,0,2799.4131315782315,0]
["2014-01-24",2014,24,{"$f":"VLOOKUP($A10254,Rainfall!$D$3:$Q$10959,Hydrology!$D$1,FALSE)","v":5.9727119039999996},{"$f":"MAX((D10254-'Farm data entry'!$D$24)*'Farm data entry'!$D$23,0)*10*'Farm data entry'!$D$10","v":75.481526175999988},{"$f":"AND(C10254>='Farm data entry'!$E$15,Hydrology!C10254<='Farm data entry'!$E$16)","v":false},0,{"$f":"VLOOKUP($A10254,ETo!$A$3:$N$10959,Hydrology!$D$1,FALSE)","v":0.19721337},{"$f":"(H10254*'Farm data entry'!$D$25)","v":0.13804935899999998},{"$f":"kc(C10254,Kc!$E$9:$H$9,Kc!$I$9:$K$9)","v":0},0,{"$f":"K10254*10*'Farm data entry'!$E$22","v":0},{"$f":"(L10254*'Farm data entry'!$D$14)","v":0},0,0,0,1000,0,0,0,2000,0,0,0,2799.4131315782315,0]
["2014-02-08",2014,39,{"$f":"VLOOKUP($A10269,Rainfall!$D$3:$Q$10959,Hydrology!$D$1,FALSE)","v":5.8796677439999998},{"$f":"MAX((D10269-'Farm data entry'!$D$24)*'Farm data entry'!$D$23,0)*10*'Farm data entry'!$D$10","v":73.71368713599999},{"$f":"AND(C10269>='Farm data entry'!$E$15,Hydrology!C10269<='Farm data entry'!$E$16)","v":false},0,{"$f":"VLOOKUP($A10269,ETo!$A$3:$N$10959,Hydrology!$D$1,FALSE)","v":1.0185538999999999},{"$f":"(H10269*'Farm data entry'!$D$25)","v":0.71298772999999993},{"$f":"kc(C10269,Kc!$E$9:$H$9,Kc!$I$9:$K$9)","v":0},0,{"$f":"K10269*10*'Farm data entry'!$E$22","v":0},{"$f":"(L10269*'Farm data entry'!$D$14)","v":0},0,0,0,1000,0,0,0,2000,0,0,0,2799.4131315782315,0]
["2014-02-15",2014,46,{"$f":"VLOOKUP($A10276,Rainfall!$D$3:$Q$10959,Hydrology!$D$1,FALSE)","v":1.2739280831999999},{"$f":"MAX((D10276-'Farm data entry'!$D$24)*'Farm data entry'!$D$23,0)*10*'Farm data entry'!$D$10","v":0},{"$f":"AND(C10276>='Farm data entry'!$E$15,Hydrology!C10276<='Farm data entry'!$E$16)","v":false},0,{"$f":"VLOOKUP($A10276,ETo!$A$3:$N$10959,Hydrology!$D$1,FALSE)","v":1.3172155999999999},{"$f":"(H10276*'Farm data entry'!$D$25)","v":0.92205091999999989},{"$f":"kc(C10276,Kc!$E$9:$H$9,Kc!$I$9:$K$9)","v":0},0,{"$f":"K10276*10*'Farm data entry'!$E$22","v":0},{"$f":"(L10276*'Farm data entry'!$D$14)","v":0},0,0,0,1000,0,0,0,2000,0,0,0,2799.4131315782315,0]
["2014-02-23",2014,54,{"$f":"VLOOKUP($A10284,Rainfall!$D$3:$Q$10959,Hydrology!$D$1,FALSE)","v":0},{"$f":"MAX((D10284-'Farm data entry'!$D$24)*'Farm data entry'!$D$23,0)*10*'Farm data entry'!$D$10","v":0},{"$f":"AND(C10284>='Farm data entry'!$E$15,Hydrology!C10284<='Farm data entry'!$E$16)","v":false},0,{"$f":"VLOOKUP($A10284,ETo!$A$3:$N$10959,Hydrology!$D$1,FALSE)","v":0.98211769999999998},{"$f":"(H10284*'Farm data entry'!$D$25)","v":0.68748239},{"$f":"kc(C10284,Kc!$E$9:$H$9,Kc!$I$9:$K$9)","v":0},0,{"$f":"K10284*10*'Farm data entry'!$E$22","v":0},{"$f":"(L10284*'Farm data entry'!$D$14)","v":0},0,0,0,1000,0,0,0,2000,0,0,0,2799.4131315782315,0]
["2014-03-10",2014,69,{"$f":"VLOOKUP($A10299,Rainfall!$D$3:$Q$10959,Hydrology!$D$1,FALSE)","v":0},{"$f":"MAX((D10299-'Farm data entry'!$D$24)*'Farm data entry'!$D$23,0)*10*'Farm data entry'!$D$10","v":0},{"$f":"AND(C10299>='Farm data entry'!$E$15,Hydrology!C10299<='Farm data entry'!$E$16)","v":true},0,{"$f":"VLOOKUP($A10299,ETo!$A$3:$N$10959,Hydrology!$D$1,FALSE)","v":1.0616422999999999},{"$f":"(H10299*'Farm data entry'!$D$25)","v":0.7431496099999999},{"$f":"kc(C10299,Kc!$E$9:$H$9,Kc!$I$9:$K$9)","v":0},0,{"$f":"K10299*10*'Farm data entry'!$E$22","v":0},{"$f":"(L10299*'Farm data entry'!$D$14)","v":0},0,0,0,1000,0,0,0,2000,0,0,0,2999.7726502342312,0]
["2014-03-20",{"$f":"YEAR(A10309)","v":2014},79,{"$f":"VLOOKUP($A10309,Rainfall!$D$3:$Q$10959,Hydrology!$D$1,FALSE)","v":5.2714286784000004},{"$f":"MAX((D10309-'Farm data entry'!$D$24)*'Farm data entry'!$D$23,0)*10*'Farm data entry'!$D$10","v":62.157144889600005},{"$f":"AND(C10309>='Farm data entry'!$E$15,Hydrology!C10309<='Farm data entry'!$E$16)","v":true},62.157144889600005,{"$f":"VLOOKUP($A10309,ETo!$A$3:$N$10959,Hydrology!$D$1,FALSE)","v":1.249784},{"$f":"(H10309*'Farm data entry'!$D$25)","v":0.87484879999999998},{"$f":"kc(C10309,Kc!$E$9:$H$9,Kc!$I$9:$K$9)","v":0},0,{"$f":"K10309*10*'Farm data entry'!$E$22","v":0},{"$f":"(L10309*'Farm data entry'!$D$14)","v":0},{"$f":"SUM(L10309:M10309)","v":0},0,62.157144889599977,1000,{"$f":"$N10309-O10309","v":0},{"$f":"MIN($N10309,U10308+$G10309)","v":0},{"$f":"MAX(U10308+$G10309-$N10309-T$1,0)","v":62.157144889600204},{"$f":"MIN(U10308-S10309+$G10309,T$1)","v":2000},{"$f":"$N10309-S10309","v":0},{"$f":"MIN($N10309,Y10308+$G10309)","v":0},{"$f":"MAX(Y10308+$G10309-$N10309-X$1,0)","v":61.929795123831354},{"$f":"MIN(Y10308-W10309+$G10309,X$1)","v":3000},{"$f":"$N10309-W10309","v":0}]
["2014-03-25",2014,84,{"$f":"VLOOKUP($A10314,Rainfall!$D$3:$Q$10959,Hydrology!$D$1,FALSE)","v":0.48809523455999998},{"$f":"MAX((D10314-'Farm data entry'!$D$24)*'Farm data entry'!$D$23,0)*10*'Farm data entry'!$D$10","v":0},{"$f":"AND(C10314>='Farm data entry'!$E$15,Hydrology!C10314<='Farm data entry'!$E$16)","v":true},0,{"$f":"VLOOKUP($A10314,ETo!$A$3:$N$10959,Hydrology!$D$1,FALSE)","v":0.96160420000000002},{"$f":"(H10314*'Farm data entry'!$D$25)","v":0.67312293999999995},{"$f":"kc(C10314,Kc!$E$9:$H$9,Kc!$I$9:$K$9)","v":0},0,{"$f":"K10314*10*'Farm data entry'!$E$22","v":0},{"$f":"(L10314*'Farm data entry'!$D$14)","v":0},0,0,0,1000,0,0,0,2000,0,0,0,3000,0]
["2014-04-09",2014,99,{"$f":"VLOOKUP($A10329,Rainfall!$D$3:$Q$10959,Hydrology!$D$1,FALSE)","v":0},{"$f":"MAX((D10329-'Farm data entry'!$D$24)*'Farm data entry'!$D$23,0)*10*'Farm data entry'!$D$10","v":0},{"$f":"AND(C10329>='Farm data entry'!$E$15,Hydrology!C10329<='Farm data entry'!$E$16)","v":true},0,{"$f":"VLOOKUP($A10329,ETo!$A$3:$N$10959,Hydrology!$D$1,FALSE)","v":1.9916020000000001},{"$f":"(H10329*'Farm data entry'!$D$25)","v":1.3941214},{"$f":"kc(C10329,Kc!$E$9:$H$9,Kc!$I$9:$K$9)","v":0.42058823529411771},0.5863510594117648,{"$f":"K10329*10*'Farm data entry'!$E$22","v":11.727021188235296},{"$f":"(L10329*'Farm data entry'!$D$14)","v":1.7590531782352945},13.486074366470591,13.486074366470591,0,971.94389906823528,0,13.486074366470591,0,1971.9438990682354,0,13.486074366470591,0,2971.9438990682352,0]
["2014-04-20",2014,110,{"$f":"VLOOKUP($A10340,Rainfall!$D$3:$Q$10959,Hydrology!$D$1,FALSE)","v":6.424710566399999},{"$f":"MAX((D10340-'Farm data entry'!$D$24)*'Farm data entry'!$D$23,0)*10*'Farm data entry'!$D$10","v":84.069500761599983},{"$f":"AND(C10340>='Farm data entry'!$E$15,Hydrology!C10340<='Farm data entry'!$E$16)","v":true},84.069500761599983,{"$f":"VLOOKUP($A10340,ETo!$A$3:$N$10959,Hydrology!$D$1,FALSE)","v":1.1336136000000001},{"$f":"(H10340*'Farm data entry'!$D$25)","v":0.79352951999999999},{"$f":"kc(C10340,Kc!$E$9:$H$9,Kc!$I$9:$K$9)","v":0.45294117647058824},0.35942219435294115,{"$f":"K10340*10*'Farm data entry'!$E$22","v":7.1884438870588232},{"$f":"(L10340*'Farm data entry'!$D$14)","v":1.0782665830588234},8.2667104701176459,8.2667104701176459,0,895.46862485327642,0,8.2667104701176459,0,1895.4686248532769,0,8.2667104701176459,0,2895.4686248532762,0]
["2014-04-30",2014,120,{"$f":"VLOOKUP($A10350,Rainfall!$D$3:$Q$10959,Hydrology!$D$1,FALSE)","v":5.6339763839999994},{"$f":"MAX((D10350-'Farm data entry'!$D$24)*'Farm data entry'!$D$23,0)*10*'Farm data entry'!$D$10","v":69.045551295999985},{"$f":"AND(C10350>='Farm data entry'!$E$15,Hydrology!C10350<='Farm data entry'!$E$16)","v":true},69.045551295999985,{"$f":"VLOOKUP($A10350,ETo!$A$3:$N$10959,Hydrology!$D$1,FALSE)","v":2.131059},{"$f":"(H10350*'Farm data entry'!$D$25)","v":1.4917412999999999},{"$f":"kc(C10350,Kc!$E$9:$H$9,Kc!$I$9:$K$9)","v":0.4823529411764706},0.71954580352941178,{"$f":"K10350*10*'Farm data entry'!$E$22","v":14.390916070588236},{"$f":"(L10350*'Farm data entry'!$D$14)","v":2.1586374105882356},16.549553481176471,16.549553481176471,0,987.60744072914133,0,16.549553481176471,0,1987.6074407291414,0,16.549553481176471,0,2987.6074407291408,0]
["2014-05-09",2014,129,{"$f":"VLOOKUP($A10359,Rainfall!$D$3:$Q$10959,Hydrology!$D$1,FALSE)","v":3.6802137887999997},{"$f":"MAX((D10359-'Farm data entry'!$D$24)*'Farm data entry'!$D$23,0)*10*'Farm data entry'!$D$10","v":31.924061987199991},{"$f":"AND(C10359>='Farm data entry'!$E$15,Hydrology!C10359<='Farm data entry'!$E$16)","v":true},31.924061987199991,{"$f":"VLOOKUP($A10359,ETo!$A$3:$N$10959,Hydrology!$D$1,FALSE)","v":3.1278671999999998},{"$f":"(H10359*'Farm data entry'!$D$25)","v":2.1895070399999996},{"$f":"kc(C10359,Kc!$E$9:$H$9,Kc!$I$9:$K$9)","v":0.50882352941176467},1.1140726997647057,{"$f":"K10359*10*'Farm data entry'!$E$22","v":22.281453995294115},{"$f":"(L10359*'Farm data entry'!$D$14)","v":3.3422180992941173},25.623672094588233,25.623672094588233,0,895.24282588651204,0,25.623672094588233,0,1895.2428258865123,0,25.623672094588233,0,2895.2428258865107,0]
["2014-05-20",2014,140,{"$f":"VLOOKUP($A10370,Rainfall!$D$3:$Q$10959,Hydrology!$D$1,FALSE)","v":0},{"$f":"MAX((D10370-'Farm data entry'!$D$24)*'Farm data entry'!$D$23,0)*10*'Farm data entry'!$D$10","v":0},{"$f":"AND(C10370>='Farm data entry'!$E$15,Hydrology!C10370<='Farm data entry'!$E$16)","v":true},0,{"$f":"VLOOKUP($A10370,ETo!$A$3:$N$10959,Hydrology!$D$1,FALSE)","v":2.1525406999999999},{"$f":"(H10370*'Farm data entry'!$D$25)","v":1.5067784899999999},{"$f":"kc(C10370,Kc!$E$9:$H$9,Kc!$I$9:$K$9)","v":0.54117647058823537},0.81543306517647063,{"$f":"K10370*10*'Farm data entry'!$E$22","v":16.308661303529412},{"$f":"(L10370*'Farm data entry'!$D$14)","v":2.4462991955294116},18.754960499058825,18.754960499058825,0,632.01896936156493,0,18.754960499058825,0,1632.018969361565,0,18.754960499058825,0,2632.0189693615639,0]
["2014-05-24",2014,144,{"$f":"VLOOKUP($A10374,Rainfall!$D$3:$Q$10959,Hydrology!$D$1,FALSE)","v":1.491978528},{"$f":"MAX((D10374-'Farm data entry'!$D$24)*'Farm data entry'!$D$23,0)*10*'Farm data entry'!$D$10","v":0},{"$f":"AND(C10374>='Farm data entry'!$E$15,Hydrology!C10374<='Farm data entry'!$E$16)","v":true},0,{"$f":"VLOOKUP($A10374,ETo!$A$3:$N$10959,Hydrology!$D$1,FALSE)","v":1.8197018},{"$f":"(H10374*'Farm data entry'!$D$25)","v":1.2737912599999999},{"$f":"kc(C10374,Kc!$E$9:$H$9,Kc!$I$9:$K$9)","v":0.55294117647058827},0.70433163788235287,{"$f":"K10374*10*'Farm data entry'!$E$22","v":14.086632757647058},{"$f":"(L10374*'Farm data entry'!$D$14)","v":2.1129949136470585},16.199627671294117,16.199627671294117,0,809.87392334396475,0,16.199627671294117,0,1809.8739233439651,0,16.199627671294117,0,2809.8739233439637,0]
["2014-06-08",2014,159,{"$f":"VLOOKUP($A10389,Rainfall!$D$3:$Q$10959,Hydrology!$D$1,FALSE)","v":0},{"$f":"MAX((D10389-'Farm data entry'!$D$24)*'Farm data entry'!$D$23,0)*10*'Farm data entry'!$D$10","v":0},{"$f":"AND(C10389>='Farm data entry'!$E$15,Hydrology!C10389<='Farm data entry'!$E$16)","v":true},0,{"$f":"VLOOKUP($A10389,ETo!$A$3:$N$10959,Hydrology!$D$1,FALSE)","v":3.84043},{"$f":"(H10389*'Farm data entry'!$D$25)","v":2.6883010000000001},{"$f":"kc(C10389,Kc!$E$9:$H$9,Kc!$I$9:$K$9)","v":0.59705882352941175},1.6050738323529412,{"$f":"K10389*10*'Farm data entry'!$E$22","v":32.101476647058824},{"$f":"(L10389*'Farm data entry'!$D$14)","v":4.8152214970588236},36.916698144117646,36.916698144117646,0,750.97526329237087,0,36.916698144117646,0,1750.975263292371,0,36.916698144117646,0,2750.9752632923701,0]
["2014-06-09",2014,160,{"$f":"VLOOKUP($A10390,Rainfall!$D$3:$Q$10959,Hydrology!$D$1,FALSE)","v":9.9999999360000008E-2},{"$f":"MAX((D10390-'Farm data entry'!$D$24)*'Farm data entry'!$D$23,0)*10*'Farm data entry'!$D$10","v":0},{"$f":"AND(C10390>='Farm data entry'!$E$15,Hydrology!C10390<='Farm data entry'!$E$16)","v":true},0,{"$f":"VLOOKUP($A10390,ETo!$A$3:$N$10959,Hydrology!$D$1,FALSE)","v":2.6887781999999998},{"$f":"(H10390*'Farm data entry'!$D$25)","v":1.8821447399999998},{"$f":"kc(C10390,Kc!$E$9:$H$9,Kc!$I$9:$K$9)","v":0.60000000000000009},1.1292868440000001,{"$f":"K10390*10*'Farm data entry'!$E$22","v":22.585736880000002},{"$f":"(L10390*'Farm data entry'!$D$14)","v":3.3878605320000004},25.973597412000004,25.973597412000004,0,725.00166588037087,0,25.973597412000004,0,1725.0016658803711,0,25.973597412000004,0,2725.0016658803702,0]
["2014-06-26",2014,177,{"$f":"VLOOKUP($A10407,Rainfall!$D$3:$Q$10959,Hydrology!$D$1,FALSE)","v":0.60000000480000004},{"$f":"MAX((D10407-'Farm data entry'!$D$24)*'Farm data entry'!$D$23,0)*10*'Farm data entry'!$D$10","v":0},{"$f":"AND(C10407>='Farm data entry'!$E$15,Hydrology!C10407<='Farm data entry'!$E$16)","v":true},0,{"$f":"VLOOKUP($A10407,ETo!$A$3:$N$10959,Hydrology!$D$1,FALSE)","v":2.7881526999999999},{"$f":"(H10407*'Farm data entry'!$D$25)","v":1.9517068899999999},{"$f":"kc(C10407,Kc!$E$9:$H$9,Kc!$I$9:$K$9)","v":0.65},1.2686094784999999,{"$f":"K10407*10*'Farm data entry'!$E$22","v":25.37218957},{"$f":"(L10407*'Farm data entry'!$D$14)","v":3.8058284354999996},29.1780180055,29.1780180055,0,170.50146655757666,0,29.1780180055,0,1170.5014665575777,0,29.1780180055,0,2170.5014665575764,0]
["2014-07-04",2014,185,{"$f":"VLOOKUP($A10415,Rainfall!$D$3:$Q$10959,Hydrology!$D$1,FALSE)","v":1.7768239487999999},{"$f":"MAX((D10415-'Farm data entry'!$D$24)*'Farm data entry'!$D$23,0)*10*'Farm data entry'!$D$10","v":0},{"$f":"AND(C10415>='Farm data entry'!$E$15,Hydrology!C10415<='Farm data entry'!$E$16)","v":true},0,{"$f":"VLOOKUP($A10415,ETo!$A$3:$N$10959,Hydrology!$D$1,FALSE)","v":4.0531119999999996},{"$f":"(H10415*'Farm data entry'!$D$25)","v":2.8371783999999995},{"$f":"kc(C10415,Kc!$E$9:$H$9,Kc!$I$9:$K$9)","v":0.67352941176470593},1.9109230988235293,{"$f":"K10415*10*'Farm data entry'!$E$22","v":38.218461976470586},{"$f":"(L10415*'Farm data entry'!$D$14)","v":5.7327692964705879},43.951231272941172,0,0,0,43.951231272941172,43.951231272941172,0,924.44111764532465,0,43.951231272941172,0,1924.4411176453234,0]
["2014-07-09",2014,190,{"$f":"VLOOKUP($A10420,Rainfall!$D$3:$Q$10959,Hydrology!$D$1,FALSE)","v":3.3562232928000002},{"$f":"MAX((D10420-'Farm data entry'!$D$24)*'Farm data entry'!$D$23,0)*10*'Farm data entry'!$D$10","v":25.768242563200001},{"$f":"AND(C10420>='Farm data entry'!$E$15,Hydrology!C10420<='Farm data entry'!$E$16)","v":true},25.768242563200001,{"$f":"VLOOKUP($A10420,ETo!$A$3:$N$10959,Hydrology!$D$1,FALSE)","v":3.4402916000000001},{"$f":"(H10420*'Farm data entry'!$D$25)","v":2.4082041199999997},{"$f":"kc(C10420,Kc!$E$9:$H$9,Kc!$I$9:$K$9)","v":0.68823529411764706},1.6574110708235292,{"$f":"K10420*10*'Farm data entry'!$E$22","v":33.148221416470584},{"$f":"(L10420*'Farm data entry'!$D$14)","v":4.972233212470587},38.120454628941168,25.768242563200001,0,0,12.352212065741167,38.120454628941168,0,810.32744054966008,0,38.120454628941168,0,1810.3274405496584,0]
["2014-07-24",2014,205,{"$f":"VLOOKUP($A10435,Rainfall!$D$3:$Q$10959,Hydrology!$D$1,FALSE)","v":0},{"$f":"MAX((D10435-'Farm data entry'!$D$24)*'Farm data entry'!$D$23,0)*10*'Farm data entry'!$D$10","v":0},{"$f":"AND(C10435>='Farm data entry'!$E$15,Hydrology!C10435<='Farm data entry'!$E$16)","v":true},0,{"$f":"VLOOKUP($A10435,ETo!$A$3:$N$10959,Hydrology!$D$1,FALSE)","v":4.7601199999999997},{"$f":"(H10435*'Farm data entry'!$D$25)","v":3.3320839999999996},{"$f":"kc(C10435,Kc!$E$9:$H$9,Kc!$I$9:$K$9)","v":0.73235294117647054},2.4402615176470586,{"$f":"K10435*10*'Farm data entry'!$E$22","v":48.805230352941173},{"$f":"(L10435*'Farm data entry'!$D$14)","v":7.3207845529411752},56.12601490588235,0,0,0,56.12601490588235,56.12601490588235,0,673.69016204290722,0,56.12601490588235,0,1673.6901620429053,0]
["2014-07-28",2014,209,{"$f":"VLOOKUP($A10439,Rainfall!$D$3:$Q$10959,Hydrology!$D$1,FALSE)","v":7.1072959679999999},{"$f":"MAX((D10439-'Farm data entry'!$D$24)*'Farm data entry'!$D$23,0)*10*'Farm data entry'!$D$10","v":97.038623391999991},{"$f":"AND(C10439>='Farm data entry'!$E$15,Hydrology!C10439<='Farm data entry'!$E$16)","v":true},97.038623391999991,{"$f":"VLOOKUP($A10439,ETo!$A$3:$N$10959,Hydrology!$D$1,FALSE)","v":2.3065877000000001},{"$f":"(H10439*'Farm data entry'!$D$25)","v":1.6146113900000001},{"$f":"kc(C10439,Kc!$E$9:$H$9,Kc!$I$9:$K$9)","v":0.74411764705882355},1.2014608284411765,{"$f":"K10439*10*'Farm data entry'!$E$22","v":24.029216568823529},{"$f":"(L10439*'Farm data entry'!$D$14)","v":3.6043824853235291},27.633599054147059,27.633599054147059,0,69.405024337852936,0,27.633599054147059,0,628.52425418270127,0,27.633599054147059,0,1628.5242541826995,0]
["2014-08-08",2014,220,{"$f":"VLOOKUP($A10450,Rainfall!$D$3:$Q$10959,Hydrology!$D$1,FALSE)","v":23.60000016},{"$f":"MAX((D10450-'Farm data entry'!$D$24)*'Farm data entry'!$D$23,0)*10*'Farm data entry'!$D$10","v":410.40000303999994},{"$f":"AND(C10450>='Farm data entry'!$E$15,Hydrology!C10450<='Farm data entry'!$E$16)","v":true},410.40000303999994,{"$f":"VLOOKUP($A10450,ETo!$A$3:$N$10959,Hydrology!$D$1,FALSE)","v":1.4957802},{"$f":"(H10450*'Farm data entry'!$D$25)","v":1.04704614},{"$f":"kc(C10450,Kc!$E$9:$H$9,Kc!$I$9:$K$9)","v":0.77647058823529413},0.81300053223529412,{"$f":"K10450*10*'Farm data entry'!$E$22","v":16.260010644705883},{"$f":"(L10450*'Farm data entry'!$D$14)","v":2.4390015967058822},18.699012241411765,18.699012241411765,0,417.62816329949999,0,18.699012241411765,0,802.61099309483075,0,18.699012241411765,0,1802.6109930948289,0]
["2014-08-19",2014,231,{"$f":"VLOOKUP($A10461,Rainfall!$D$3:$Q$10959,Hydrology!$D$1,FALSE)","v":0},{"$f":"MAX((D10461-'Farm data entry'!$D$24)*'Farm data entry'!$D$23,0)*10*'Farm data entry'!$D$10","v":0},{"$f":"AND(C10461>='Farm data entry'!$E$15,Hydrology!C10461<='Farm data entry'!$E$16)","v":true},0,{"$f":"VLOOKUP($A10461,ETo!$A$3:$N$10959,Hydrology!$D$1,FALSE)","v":2.8080134000000001},{"$f":"(H10461*'Farm data entry'!$D$25)","v":1.9656093799999999},{"$f":"kc(C10461,Kc!$E$9:$H$9,Kc!$I$9:$K$9)","v":0.80882352941176472},1.5898311161764704,{"$f":"K10461*10*'Farm data entry'!$E$22","v":31.796622323529409},{"$f":"(L10461*'Farm data entry'!$D$14)","v":4.7694933485294113},36.566115672058821,36.566115672058821,0,404.17996931931197,0,36.566115672058821,0,789.16279911464255,0,36.566115672058821,0,1789.1627991146402,0]
["2014-08-30",2014,242,{"$f":"VLOOKUP($A10472,Rainfall!$D$3:$Q$10959,Hydrology!$D$1,FALSE)","v":9.9999999360000008E-2},{"$f":"MAX((D10472-'Farm data entry'!$D$24)*'Farm data entry'!$D$23,0)*10*'Farm data entry'!$D$10","v":0},{"$f":"AND(C10472>='Farm data entry'!$E$15,Hydrology!C10472<='Farm data entry'!$E$16)","v":true},0,{"$f":"VLOOKUP($A10472,ETo!$A$3:$N$10959,Hydrology!$D$1,FALSE)","v":1.992837},{"$f":"(H10472*'Farm data entry'!$D$25)","v":1.3949859},{"$f":"kc(C10472,Kc!$E$9:$H$9,Kc!$I$9:$K$9)","v":0.8411764705882353},1.173429315882353,{"$f":"K10472*10*'Farm data entry'!$E$22","v":23.468586317647059},{"$f":"(L10472*'Farm data entry'!$D$14)","v":3.5202879476470588},26.988874265294118,26.988874265294118,0,621.4213048346943,0,26.988874265294118,0,1006.4041346300252,0,26.988874265294118,0,2006.4041346300221,0]
["2014-09-07",2014,250,{"$f":"VLOOKUP($A10480,Rainfall!$D$3:$Q$10959,Hydrology!$D$1,FALSE)","v":0},{"$f":"MAX((D10480-'Farm data entry'!$D$24)*'Farm data entry'!$D$23,0)*10*'Farm data entry'!$D$10","v":0},{"$f":"AND(C10480>='Farm data entry'!$E$15,Hydrology!C10480<='Farm data entry'!$E$16)","v":true},0,{"$f":"VLOOKUP($A10480,ETo!$A$3:$N$10959,Hydrology!$D$1,FALSE)","v":1.5768990000000001},{"$f":"(H10480*'Farm data entry'!$D$25)","v":1.1038292999999999},{"$f":"kc(C10480,Kc!$E$9:$H$9,Kc!$I$9:$K$9)","v":0.85},0.93825490499999986,{"$f":"K10480*10*'Farm data entry'!$E$22","v":18.765098099999996},{"$f":"(L10480*'Farm data entry'!$D$14)","v":2.8147647149999995},21.579862814999995,21.579862814999995,0,465.54164491392953,0,21.579862814999995,0,850.5244747092604,0,21.579862814999995,0,1850.5244747092577,0]
["2014-09-18",2014,261,{"$f":"VLOOKUP($A10491,Rainfall!$D$3:$Q$10959,Hydrology!$D$1,FALSE)","v":3.5999999423999998},{"$f":"MAX((D10491-'Farm data entry'!$D$24)*'Farm data entry'!$D$23,0)*10*'Farm data entry'!$D$10","v":30.399998905599993},{"$f":"AND(C10491>='Farm data entry'!$E$15,Hydrology!C10491<='Farm data entry'!$E$16)","v":true},30.399998905599993,{"$f":"VLOOKUP($A10491,ETo!$A$3:$N$10959,Hydrology!$D$1,FALSE)","v":1.5075125},{"$f":"(H10491*'Farm data entry'!$D$25)","v":1.0552587499999999},{"$f":"kc(C10491,Kc!$E$9:$H$9,Kc!$I$9:$K$9)","v":0.85},0.89696993749999987,{"$f":"K10491*10*'Farm data entry'!$E$22","v":17.939398749999999},{"$f":"(L10491*'Farm data entry'!$D$14)","v":2.6909098124999997},20.630308562499998,20.630308562499998,0,248.49353415902956,0,20.630308562499998,0,633.47636395436041,0,20.630308562499998,0,1633.4763639543582,0]
["2014-10-03",2014,276,{"$f":"VLOOKUP($A10506,Rainfall!$D$3:$Q$10959,Hydrology!$D$1,FALSE)","v":0},{"$f":"MAX((D10506-'Farm data entry'!$D$24)*'Farm data entry'!$D$23,0)*10*'Farm data entry'!$D$10","v":0},{"$f":"AND(C10506>='Farm data entry'!$E$15,Hydrology!C10506<='Farm data entry'!$E$16)","v":true},0,{"$f":"VLOOKUP($A10506,ETo!$A$3:$N$10959,Hydrology!$D$1,FALSE)","v":0.97027249999999998},{"$f":"(H10506*'Farm data entry'!$D$25)","v":0.67919074999999995},{"$f":"kc(C10506,Kc!$E$9:$H$9,Kc!$I$9:$K$9)","v":0.72499999999999998},0.49241329374999993,{"$f":"K10506*10*'Farm data entry'!$E$22","v":9.8482658749999992},{"$f":"(L10506*'Farm data entry'!$D$14)","v":1.4772398812499998},11.325505756249999,11.325505756249999,0,51.39671671322958,0,11.325505756249999,0,436.3795465085604,0,11.325505756249999,0,1436.3795465085577,0]
["2014-10-06",2014,279,{"$f":"VLOOKUP($A10509,Rainfall!$D$3:$Q$10959,Hydrology!$D$1,FALSE)","v":10.09303632},{"$f":"MAX((D10509-'Farm data entry'!$D$24)*'Farm data entry'!$D$23,0)*10*'Farm data entry'!$D$10","v":153.76769007999999},{"$f":"AND(C10509>='Farm data entry'!$E$15,Hydrology!C10509<='Farm data entry'!$E$16)","v":true},153.76769007999999,{"$f":"VLOOKUP($A10509,ETo!$A$3:$N$10959,Hydrology!$D$1,FALSE)","v":0.89481409999999995},{"$f":"(H10509*'Farm data entry'!$D$25)","v":0.62636986999999988},{"$f":"kc(C10509,Kc!$E$9:$H$9,Kc!$I$9:$K$9)","v":0.65},0.40714041549999996,{"$f":"K10509*10*'Farm data entry'!$E$22","v":8.1428083099999995},{"$f":"(L10509*'Farm data entry'!$D$14)","v":1.2214212464999998},9.3642295564999998,9.3642295564999998,0,275.50815672862961,0,9.3642295564999998,0,660.49098652396037,0,9.3642295564999998,0,1660.4909865239576,0]
["2014-10-18",2014,291,{"$f":"VLOOKUP($A10521,Rainfall!$D$3:$Q$10959,Hydrology!$D$1,FALSE)","v":0.81559889279999997},{"$f":"MAX((D10521-'Farm data entry'!$D$24)*'Farm data entry'!$D$23,0)*10*'Farm data entry'!$D$10","v":0},{"$f":"AND(C10521>='Farm data entry'!$E$15,Hydrology!C10521<='Farm data entry'!$E$16)","v":true},0,{"$f":"VLOOKUP($A10521,ETo!$A$3:$N$10959,Hydrology!$D$1,FALSE)","v":0.83716389999999996},{"$f":"(H10521*'Farm data entry'!$D$25)","v":0.58601472999999993},{"$f":"kc(C10521,Kc!$E$9:$H$9,Kc!$I$9:$K$9)","v":0.35},0.20510515549999997,{"$f":"K10521*10*'Farm data entry'!$E$22","v":4.1021031099999998},{"$f":"(L10521*'Farm data entry'!$D$14)","v":0.61531546649999991},4.7174185765000001,4.7174185765000001,0,988.68424037875002,0,4.7174185765000001,0,1848.1361335430852,0,4.7174185765000001,0,2848.1361335430825,0]
["2014-10-23",2014,296,{"$f":"VLOOKUP($A10526,Rainfall!$D$3:$Q$10959,Hydrology!$D$1,FALSE)","v":1.5292480320000001},{"$f":"MAX((D10526-'Farm data entry'!$D$24)*'Farm data entry'!$D$23,0)*10*'Farm data entry'!$D$10","v":0},{"$f":"AND(C10526>='Farm data entry'!$E$15,Hydrology!C10526<='Farm data entry'!$E$16)","v":true},0,{"$f":"VLOOKUP($A10526,ETo!$A$3:$N$10959,Hydrology!$D$1,FALSE)","v":0.68280094999999996},{"$f":"(H10526*'Farm data entry'!$D$25)","v":0.47796066499999995},{"$f":"kc(C10526,Kc!$E$9:$H$9,Kc!$I$9:$K$9)","v":0.22500000000000001},0.10754114962499998,{"$f":"K10526*10*'Farm data entry'!$E$22","v":2.1508229924999998},{"$f":"(L10526*'Farm data entry'!$D$14)","v":0.32262344887499994},2.4734464413749997,2.4734464413749997,0,982.10211220462509,0,2.4734464413749997,0,1841.5540053689604,0,2.4734464413749997,0,2841.5540053689574,0]
["2014-11-03",2014,307,{"$f":"VLOOKUP($A10537,Rainfall!$D$3:$Q$10959,Hydrology!$D$1,FALSE)","v":10.567183968},{"$f":"MAX((D10537-'Farm data entry'!$D$24)*'Farm data entry'!$D$23,0)*10*'Farm data entry'!$D$10","v":162.77649539199999},{"$f":"AND(C10537>='Farm data entry'!$E$15,Hydrology!C10537<='Farm data entry'!$E$16)","v":false},0,{"$f":"VLOOKUP($A10537,ETo!$A$3:$N$10959,Hydrology!$D$1,FALSE)","v":0.38994592},{"$f":"(H10537*'Farm data entry'!$D$25)","v":0.27296214399999996},{"$f":"kc(C10537,Kc!$E$9:$H$9,Kc!$I$9:$K$9)","v":0},0,{"$f":"K10537*10*'Farm data entry'!$E$22","v":0},{"$f":"(L10537*'Farm data entry'!$D$14)","v":0},0,0,0,975.27380498252501,0,0,0,1834.7256981468602,0,0,0,2834.7256981468577,0]
["2014-11-17",2014,321,{"$f":"VLOOKUP($A10551,Rainfall!$D$3:$Q$10959,Hydrology!$D$1,FALSE)","v":1.9751745887999999},{"$f":"MAX((D10551-'Farm data entry'!$D$24)*'Farm data entry'!$D$23,0)*10*'Farm data entry'!$D$10","v":0},{"$f":"AND(C10551>='Farm data entry'!$E$15,Hydrology!C10551<='Farm data entry'!$E$16)","v":false},0,{"$f":"VLOOKUP($A10551,ETo!$A$3:$N$10959,Hydrology!$D$1,FALSE)","v":9.7641420000000007E-2},{"$f":"(H10551*'Farm data entry'!$D$25)","v":6.8348993999999996E-2},{"$f":"kc(C10551,Kc!$E$9:$H$9,Kc!$I$9:$K$9)","v":0},0,{"$f":"K10551*10*'Farm data entry'!$E$22","v":0},{"$f":"(L10551*'Farm data entry'!$D$14)","v":0},0,0,0,975.27380498252501,0,0,0,1834.7256981468602,0,0,0,2834.7256981468577,0]
["2014-11-22",2014,326,{"$f":"VLOOKUP($A10556,Rainfall!$D$3:$Q$10959,Hydrology!$D$1,FALSE)","v":5.8267650240000002},{"$f":"MAX((D10556-'Farm data entry'!$D$24)*'Farm data entry'!$D$23,0)*10*'Farm data entry'!$D$10","v":72.708535455999993},{"$f":"AND(C10556>='Farm data entry'!$E$15,Hydrology!C10556<='Farm data entry'!$E$16)","v":false},0,{"$f":"VLOOKUP($A10556,ETo!$A$3:$N$10959,Hydrology!$D$1,FALSE)","v":0},{"$f":"(H10556*'Farm data entry'!$D$25)","v":0},{"$f":"kc(C10556,Kc!$E$9:$H$9,Kc!$I$9:$K$9)","v":0},0,{"$f":"K10556*10*'Farm data entry'!$E$22","v":0},{"$f":"(L10556*'Farm data entry'!$D$14)","v":0},0,0,0,975.27380498252501,0,0,0,1834.7256981468602,0,0,0,2834.7256981468577,0]
["2014-12-03",2014,337,{"$f":"VLOOKUP($A10567,Rainfall!$D$3:$Q$10959,Hydrology!$D$1,FALSE)","v":0.29877550271999997},{"$f":"MAX((D10567-'Farm data entry'!$D$24)*'Farm data entry'!$D$23,0)*10*'Farm data entry'!$D$10","v":0},{"$f":"AND(C10567>='Farm data entry'!$E$15,Hydrology!C10567<='Farm data entry'!$E$16)","v":false},0,{"$f":"VLOOKUP($A10567,ETo!$A$3:$N$10959,Hydrology!$D$1,FALSE)","v":0.39008209999999999},{"$f":"(H10567*'Farm data entry'!$D$25)","v":0.27305746999999997},{"$f":"kc(C10567,Kc!$E$9:$H$9,Kc!$I$9:$K$9)","v":0},0,{"$f":"K10567*10*'Farm data entry'!$E$22","v":0},{"$f":"(L10567*'Farm data entry'!$D$14)","v":0},0,0,0,975.27380498252501,0,0,0,1834.7256981468602,0,0,0,2834.7256981468577,0]
["2014-12-19",2014,353,{"$f":"VLOOKUP($A10583,Rainfall!$D$3:$Q$10959,Hydrology!$D$1,FALSE)","v":0},{"$f":"MAX((D10583-'Farm data entry'!$D$24)*'Farm data entry'!$D$23,0)*10*'Farm data entry'!$D$10","v":0},{"$f":"AND(C10583>='Farm data entry'!$E$15,Hydrology!C10583<='Farm data entry'!$E$16)","v":false},0,{"$f":"VLOOKUP($A10583,ETo!$A$3:$N$10959,Hydrology!$D$1,FALSE)","v":0.32826838000000003},{"$f":"(H10583*'Farm data entry'!$D$25)","v":0.22978786600000001},{"$f":"kc(C10583,Kc!$E$9:$H$9,Kc!$I$9:$K$9)","v":0},0,{"$f":"K10583*10*'Farm data entry'!$E$22","v":0},{"$f":"(L10583*'Farm data entry'!$D$14)","v":0},0,0,0,975.27380498252501,0,0,0,1834.7256981468602,0,0,0,2834.7256981468577,0]
["2014-12-28",2014,362,{"$f":"VLOOKUP($A10592,Rainfall!$D$3:$Q$10959,Hydrology!$D$1,FALSE)","v":0},{"$f":"MAX((D10592-'Farm data entry'!$D$24)*'Farm data entry'!$D$23,0)*10*'Farm data entry'!$D$10","v":0},{"$f":"AND(C10592>='Farm data entry'!$E$15,Hydrology!C10592<='Farm data entry'!$E$16)","v":false},0,{"$f":"VLOOKUP($A10592,ETo!$A$3:$N$10959,Hydrology!$D$1,FALSE)","v":0.1911678},{"$f":"(H10592*'Farm data entry'!$D$25)","v":0.13381746},{"$f":"kc(C10592,Kc!$E$9:$H$9,Kc!$I$9:$K$9)","v":0},0,{"$f":"K10592*10*'Farm data entry'!$E$22","v":0},{"$f":"(L10592*'Farm data entry'!$D$14)","v":0},0,0,0,975.27380498252501,0,0,0,1834.7256981468602,0,0,0,2834.7256981468577,0]
["2015-01-02",2015,2,{"$f":"VLOOKUP($A10597,Rainfall!$D$3:$Q$10959,Hydrology!$D$1,FALSE)","v":9.2660094720000004},{"$f":"MAX((D10597-'Farm data entry'!$D$24)*'Farm data entry'!$D$23,0)*10*'Farm data entry'!$D$10","v":138.054179968},{"$f":"AND(C10597>='Farm data entry'!$E$15,Hydrology!C10597<='Farm data entry'!$E$16)","v":false},0,{"$f":"VLOOKUP($A10597,ETo!$A$3:$N$10959,Hydrology!$D$1,FALSE)","v":0.39588705000000002},{"$f":"(H10597*'Farm data entry'!$D$25)","v":0.27712093500000001},{"$f":"kc(C10597,Kc!$E$9:$H$9,Kc!$I$9:$K$9)","v":0},0,{"$f":"K10597*10*'Farm data entry'!$E$22","v":0},{"$f":"(L10597*'Farm data entry'!$D$14)","v":0},0,0,0,975.27380498252501,0,0,0,1834.7256981468602,0,0,0,2834.7256981468577,0]
["2015-01-12",2015,12,{"$f":"VLOOKUP($A10607,Rainfall!$D$3:$Q$10959,Hydrology!$D$1,FALSE)","v":13.796059104000001},{"$f":"MAX((D10607-'Farm data entry'!$D$24)*'Farm data entry'!$D$23,0)*10*'Farm data entry'!$D$10","v":224.12512297600003},{"$f":"AND(C10607>='Farm data entry'!$E$15,Hydrology!C10607<='Farm data entry'!$E$16)","v":false},0,{"$f":"VLOOKUP($A10607,ETo!$A$3:$N$10959,Hydrology!$D$1,FALSE)","v":0.53837570000000001},{"$f":"(H10607*'Farm data entry'!$D$25)","v":0.37686299000000001},{"$f":"kc(C10607,Kc!$E$9:$H$9,Kc!$I$9:$K$9)","v":0},0,{"$f":"K10607*10*'Farm data entry'!$E$22","v":0},{"$f":"(L10607*'Farm data entry'!$D$14)","v":0},0,0,0,975.27380498252501,0,0,0,1834.7256981468602,0,0,0,2834.7256981468577,0]
["2015-01-27",2015,27,{"$f":"VLOOKUP($A10622,Rainfall!$D$3:$Q$10959,Hydrology!$D$1,FALSE)","v":0},{"$f":"MAX((D10622-'Farm data entry'!$D$24)*'Farm data entry'!$D$23,0)*10*'Farm data entry'!$D$10","v":0},{"$f":"AND(C10622>='Farm data entry'!$E$15,Hydrology!C10622<='Farm data entry'!$E$16)","v":false},0,{"$f":"VLOOKUP($A10622,ETo!$A$3:$N$10959,Hydrology!$D$1,FALSE)","v":0.26552550000000003},{"$f":"(H10622*'Farm data entry'!$D$25)","v":0.18586785},{"$f":"kc(C10622,Kc!$E$9:$H$9,Kc!$I$9:$K$9)","v":0},0,{"$f":"K10622*10*'Farm data entry'!$E$22","v":0},{"$f":"(L10622*'Farm data entry'!$D$14)","v":0},0,0,0,975.27380498252501,0,0,0,1834.7256981468602,0,0,0,2834.7256981468577,0]
["2015-02-01",2015,32,{"$f":"VLOOKUP($A10627,Rainfall!$D$3:$Q$10959,Hydrology!$D$1,FALSE)","v":0},{"$f":"MAX((D10627-'Farm data entry'!$D$24)*'Farm data entry'!$D$23,0)*10*'Farm data entry'!$D$10","v":0},{"$f":"AND(C10627>='Farm data entry'!$E$15,Hydrology!C10627<='Farm data entry'!$E$16)","v":false},0,{"$f":"VLOOKUP($A10627,ETo!$A$3:$N$10959,Hydrology!$D$1,FALSE)","v":0.85587570000000002},{"$f":"(H10627*'Farm data entry'!$D$25)","v":0.59911298999999996},{"$f":"kc(C10627,Kc!$E$9:$H$9,Kc!$I$9:$K$9)","v":0},0,{"$f":"K10627*10*'Farm data entry'!$E$22","v":0},{"$f":"(L10627*'Farm data entry'!$D$14)","v":0},0,0,0,975.27380498252501,0,0,0,1834.7256981468602,0,0,0,2834.7256981468577,0]
["2015-02-16",2015,47,{"$f":"VLOOKUP($A10642,Rainfall!$D$3:$Q$10959,Hydrology!$D$1,FALSE)","v":8.3939621760000005},{"$f":"MAX((D10642-'Farm data entry'!$D$24)*'Farm data entry'!$D$23,0)*10*'Farm data entry'!$D$10","v":121.48528134400001},{"$f":"AND(C10642>='Farm data entry'!$E$15,Hydrology!C10642<='Farm data entry'!$E$16)","v":false},0,{"$f":"VLOOKUP($A10642,ETo!$A$3:$N$10959,Hydrology!$D$1,FALSE)","v":0.17071111999999999},{"$f":"(H10642*'Farm data entry'!$D$25)","v":0.11949778399999998},{"$f":"kc(C10642,Kc!$E$9:$H$9,Kc!$I$9:$K$9)","v":0},0,{"$f":"K10642*10*'Farm data entry'!$E$22","v":0},{"$f":"(L10642*'Farm data entry'!$D$14)","v":0},0,0,0,975.27380498252501,0,0,0,1834.7256981468602,0,0,0,2834.7256981468577,0]
["2015-02-22",2015,53,{"$f":"VLOOKUP($A10648,Rainfall!$D$3:$Q$10959,Hydrology!$D$1,FALSE)","v":5.8656605759999998},{"$f":"MAX((D10648-'Farm data entry'!$D$24)*'Farm data entry'!$D$23,0)*10*'Farm data entry'!$D$10","v":73.447550943999985},{"$f":"AND(C10648>='Farm data entry'!$E$15,Hydrology!C10648<='Farm data entry'!$E$16)","v":false},0,{"$f":"VLOOKUP($A10648,ETo!$A$3:$N$10959,Hydrology!$D$1,FALSE)","v":0.40500375999999999},{"$f":"(H10648*'Farm data entry'!$D$25)","v":0.28350263199999998},{"$f":"kc(C10648,Kc!$E$9:$H$9,Kc!$I$9:$K$9)","v":0},0,{"$f":"K10648*10*'Farm data entry'!$E$22","v":0},{"$f":"(L10648*'Farm data entry'!$D$14)","v":0},0,0,0,975.27380498252501,0,0,0,1834.7256981468602,0,0,0,2834.7256981468577,0]
["2015-03-03",2015,62,{"$f":"VLOOKUP($A10657,Rainfall!$D$3:$Q$10959,Hydrology!$D$1,FALSE)","v":9.9559463040000004E-2},{"$f":"MAX((D10657-'Farm data entry'!$D$24)*'Farm data entry'!$D$23,0)*10*'Farm data entry'!$D$10","v":0},{"$f":"AND(C10657>='Farm data entry'!$E$15,Hydrology!C10657<='Farm data entry'!$E$16)","v":true},0,{"$f":"VLOOKUP($A10657,ETo!$A$3:$N$10959,Hydrology!$D$1,FALSE)","v":1.1654884999999999},{"$f":"(H10657*'Farm data entry'!$D$25)","v":0.81584194999999993},{"$f":"kc(C10657,Kc!$E$9:$H$9,Kc!$I$9:$K$9)","v":0},0,{"$f":"K10657*10*'Farm data entry'!$E$22","v":0},{"$f":"(L10657*'Farm data entry'!$D$14)","v":0},0,0,0,975.27380498252501,0,0,0,1834.7256981468602,0,0,0,2834.7256981468577,0]
["2015-03-14",2015,73,{"$f":"VLOOKUP($A10668,Rainfall!$D$3:$Q$10959,Hydrology!$D$1,FALSE)","v":0.79647572160000002},{"$f":"MAX((D10668-'Farm data entry'!$D$24)*'Farm data entry'!$D$23,0)*10*'Farm data entry'!$D$10","v":0},{"$f":"AND(C10668>='Farm data entry'!$E$15,Hydrology!C10668<='Farm data entry'!$E$16)","v":true},0,{"$f":"VLOOKUP($A10668,ETo!$A$3:$N$10959,Hydrology!$D$1,FALSE)","v":1.2317722},{"$f":"(H10668*'Farm data entry'!$D$25)","v":0.86224053999999994},{"$f":"kc(C10668,Kc!$E$9:$H$9,Kc!$I$9:$K$9)","v":0},0,{"$f":"K10668*10*'Farm data entry'!$E$22","v":0},{"$f":"(L10668*'Farm data entry'!$D$14)","v":0},0,0,0,975.27380498252501,0,0,0,1834.7256981468602,0,0,0,2834.7256981468577,0]
["2015-03-18",2015,77,{"$f":"VLOOKUP($A10672,Rainfall!$D$3:$Q$10959,Hydrology!$D$1,FALSE)","v":0},{"$f":"MAX((D10672-'Farm data entry'!$D$24)*'Farm data entry'!$D$23,0)*10*'Farm data entry'!$D$10","v":0},{"$f":"AND(C10672>='Farm data entry'!$E$15,Hydrology!C10672<='Farm data entry'!$E$16)","v":true},0,{"$f":"VLOOKUP($A10672,ETo!$A$3:$N$10959,Hydrology!$D$1,FALSE)","v":1.0327352999999999},{"$f":"(H10672*'Farm data entry'!$D$25)","v":0.72291470999999985},{"$f":"kc(C10672,Kc!$E$9:$H$9,Kc!$I$9:$K$9)","v":0},0,{"$f":"K10672*10*'Farm data entry'!$E$22","v":0},{"$f":"(L10672*'Farm data entry'!$D$14)","v":0},0,0,0,1000,0,0,0,1904.5486127068602,0,0,0,2904.5486127068575,0]
["2015-04-02",2015,92,{"$f":"VLOOKUP($A10687,Rainfall!$D$3:$Q$10959,Hydrology!$D$1,FALSE)","v":0.39761904672000004},{"$f":"MAX((D10687-'Farm data entry'!$D$24)*'Farm data entry'!$D$23,0)*10*'Farm data entry'!$D$10","v":0},{"$f":"AND(C10687>='Farm data entry'!$E$15,Hydrology!C10687<='Farm data entry'!$E$16)","v":true},0,{"$f":"VLOOKUP($A10687,ETo!$A$3:$N$10959,Hydrology!$D$1,FALSE)","v":1.2406600000000001},{"$f":"(H10687*'Farm data entry'!$D$25)","v":0.86846200000000007},{"$f":"kc(C10687,Kc!$E$9:$H$9,Kc!$I$9:$K$9)","v":0.4},0.34738480000000005,{"$f":"K10687*10*'Farm data entry'!$E$22","v":6.9476960000000005},{"$f":"(L10687*'Farm data entry'!$D$14)","v":1.0421544},7.9898504000000008,7.9898504000000008,0,992.01014959999998,0,7.9898504000000008,0,1947.0453257948602,0,7.9898504000000008,0,2947.0453257948575,0]
["2015-04-13",2015,103,{"$f":"VLOOKUP($A10698,Rainfall!$D$3:$Q$10959,Hydrology!$D$1,FALSE)","v":0},{"$f":"MAX((D10698-'Farm data entry'!$D$24)*'Farm data entry'!$D$23,0)*10*'Farm data entry'!$D$10","v":0},{"$f":"AND(C10698>='Farm data entry'!$E$15,Hydrology!C10698<='Farm data entry'!$E$16)","v":true},0,{"$f":"VLOOKUP($A10698,ETo!$A$3:$N$10959,Hydrology!$D$1,FALSE)","v":1.4692160999999999},{"$f":"(H10698*'Farm data entry'!$D$25)","v":1.0284512699999999},{"$f":"kc(C10698,Kc!$E$9:$H$9,Kc!$I$9:$K$9)","v":0.43235294117647061},0.44465393144117643,{"$f":"K10698*10*'Farm data entry'!$E$22","v":8.8930786288235293},{"$f":"(L10698*'Farm data entry'!$D$14)","v":1.3339617943235293},10.227040423147059,10.227040423147059,0,872.97110220658828,0,10.227040423147059,0,1828.0062784014485,0,10.227040423147059,0,2828.0062784014458,0]
["2015-04-18",2015,108,{"$f":"VLOOKUP($A10703,Rainfall!$D$3:$Q$10959,Hydrology!$D$1,FALSE)","v":0},{"$f":"MAX((D10703-'Farm data entry'!$D$24)*'Farm data entry'!$D$23,0)*10*'Farm data entry'!$D$10","v":0},{"$f":"AND(C10703>='Farm data entry'!$E$15,Hydrology!C10703<='Farm data entry'!$E$16)","v":true},0,{"$f":"VLOOKUP($A10703,ETo!$A$3:$N$10959,Hydrology!$D$1,FALSE)","v":2.7735129999999999},{"$f":"(H10703*'Farm data entry'!$D$25)","v":1.9414590999999999},{"$f":"kc(C10703,Kc!$E$9:$H$9,Kc!$I$9:$K$9)","v":0.44705882352941179},0.86794642117647058,{"$f":"K10703*10*'Farm data entry'!$E$22","v":17.358928423529413},{"$f":"(L10703*'Farm data entry'!$D$14)","v":2.6038392635294119},19.962767687058825,19.962767687058825,0,779.0959117648531,0,19.962767687058825,0,1734.1310879597131,0,19.962767687058825,0,2734.1310879597108,0]
["2015-04-26",2015,116,{"$f":"VLOOKUP($A10711,Rainfall!$D$3:$Q$10959,Hydrology!$D$1,FALSE)","v":0.29821428288000001},{"$f":"MAX((D10711-'Farm data entry'!$D$24)*'Farm data entry'!$D$23,0)*10*'Farm data entry'!$D$10","v":0},{"$f":"AND(C10711>='Farm data entry'!$E$15,Hydrology!C10711<='Farm data entry'!$E$16)","v":true},0,{"$f":"VLOOKUP($A10711,ETo!$A$3:$N$10959,Hydrology!$D$1,FALSE)","v":1.0617433999999999},{"$f":"(H10711*'Farm data entry'!$D$25)","v":0.7432203799999999},{"$f":"kc(C10711,Kc!$E$9:$H$9,Kc!$I$9:$K$9)","v":0.47058823529411764},0.34975076705882346,{"$f":"K10711*10*'Farm data entry'!$E$22","v":6.9950153411764688},{"$f":"(L10711*'Farm data entry'!$D$14)","v":1.0492523011764703},8.0442676423529385,8.0442676423529385,0,676.63326783073535,0,8.0442676423529385,0,1631.6684440255956,0,8.0442676423529385,0,2631.6684440255935,0]
["2015-04-27",2015,117,{"$f":"VLOOKUP($A10712,Rainfall!$D$3:$Q$10959,Hydrology!$D$1,FALSE)","v":0},{"$f":"MAX((D10712-'Farm data entry'!$D$24)*'Farm data entry'!$D$23,0)*10*'Farm data entry'!$D$10","v":0},{"$f":"AND(C10712>='Farm data entry'!$E$15,Hydrology!C10712<='Farm data entry'!$E$16)","v":true},0,{"$f":"VLOOKUP($A10712,ETo!$A$3:$N$10959,Hydrology!$D$1,FALSE)","v":2.2113472999999999},{"$f":"(H10712*'Farm data entry'!$D$25)","v":1.5479431099999998},{"$f":"kc(C10712,Kc!$E$9:$H$9,Kc!$I$9:$K$9)","v":0.47352941176470592},0.73299659032352937,{"$f":"K10712*10*'Farm data entry'!$E$22","v":14.659931806470588},{"$f":"(L10712*'Farm data entry'!$D$14)","v":2.1989897709705883},16.858921577441176,16.858921577441176,0,659.7743462532942,0,16.858921577441176,0,1614.8095224481544,0,16.858921577441176,0,2614.8095224481522,0]
["2015-04-28",2015,118,{"$f":"VLOOKUP($A10713,Rainfall!$D$3:$Q$10959,Hydrology!$D$1,FALSE)","v":0},{"$f":"MAX((D10713-'Farm data entry'!$D$24)*'Farm data entry'!$D$23,0)*10*'Farm data entry'!$D$10","v":0},{"$f":"AND(C10713>='Farm data entry'!$E$15,Hydrology!C10713<='Farm data entry'!$E$16)","v":true},0,{"$f":"VLOOKUP($A10713,ETo!$A$3:$N$10959,Hydrology!$D$1,FALSE)","v":2.7596004000000001},{"$f":"(H10713*'Farm data entry'!$D$25)","v":1.93172028},{"$f":"kc(C10713,Kc!$E$9:$H$9,Kc!$I$9:$K$9)","v":0.47647058823529415},0.92040789811764712,{"$f":"K10713*10*'Farm data entry'!$E$22","v":18.408157962352941},{"$f":"(L10713*'Farm data entry'!$D$14)","v":2.7612236943529411},21.169381656705884,21.169381656705884,0,638.60496459658827,0,21.169381656705884,0,1593.6401407914486,0,21.169381656705884,0,2593.6401407914464,0]
["2015-04-29",2015,119,{"$f":"VLOOKUP($A10714,Rainfall!$D$3:$Q$10959,Hydrology!$D$1,FALSE)","v":6.2625000960000001},{"$f":"MAX((D10714-'Farm data entry'!$D$24)*'Farm data entry'!$D$23,0)*10*'Farm data entry'!$D$10","v":80.987501823999992},{"$f":"AND(C10714>='Farm data entry'!$E$15,Hydrology!C10714<='Farm data entry'!$E$16)","v":true},80.987501823999992,{"$f":"VLOOKUP($A10714,ETo!$A$3:$N$10959,Hydrology!$D$1,FALSE)","v":1.7913036},{"$f":"(H10714*'Farm data entry'!$D$25)","v":1.2539125199999999},{"$f":"kc(C10714,Kc!$E$9:$H$9,Kc!$I$9:$K$9)","v":0.47941176470588237},0.60114041399999996,{"$f":"K10714*10*'Farm data entry'!$E$22","v":12.02280828},{"$f":"(L10714*'Farm data entry'!$D$14)","v":1.8034212419999998},13.826229521999998,13.826229521999998,0,705.76623689858832,0,13.826229521999998,0,1660.8014130934487,0,13.826229521999998,0,2660.8014130934462,0]
["2015-04-30",2015,120,{"$f":"VLOOKUP($A10715,Rainfall!$D$3:$Q$10959,Hydrology!$D$1,FALSE)","v":0.39761904672000004},{"$f":"MAX((D10715-'Farm data entry'!$D$24)*'Farm data entry'!$D$23,0)*10*'Farm data entry'!$D$10","v":0},{"$f":"AND(C10715>='Farm data entry'!$E$15,Hydrology!C10715<='Farm data entry'!$E$16)","v":true},0,{"$f":"VLOOKUP($A10715,ETo!$A$3:$N$10959,Hydrology!$D$1,FALSE)","v":2.5433264000000002},{"$f":"(H10715*'Farm data entry'!$D$25)","v":1.7803284800000001},{"$f":"kc(C10715,Kc!$E$9:$H$9,Kc!$I$9:$K$9)","v":0.4823529411764706},0.85874667858823539,{"$f":"K10715*10*'Farm data entry'!$E$22","v":17.174933571764708},{"$f":"(L10715*'Farm data entry'!$D$14)","v":2.5762400357647062},19.751173607529413,19.751173607529413,0,686.01506329105894,0,19.751173607529413,0,1641.0502394859193,0,19.751173607529413,0,2641.0502394859168,0]
["2015-05-01",2015,121,{"$f":"VLOOKUP($A10716,Rainfall!$D$3:$Q$10959,Hydrology!$D$1,FALSE)","v":0},{"$f":"MAX((D10716-'Farm data entry'!$D$24)*'Farm data entry'!$D$23,0)*10*'Farm data entry'!$D$10","v":0},{"$f":"AND(C10716>='Farm data entry'!$E$15,Hydrology!C10716<='Farm data entry'!$E$16)","v":true},0,{"$f":"VLOOKUP($A10716,ETo!$A$3:$N$10959,Hydrology!$D$1,FALSE)","v":1.959676},{"$f":"(H10716*'Farm data entry'!$D$25)","v":1.3717731999999998},{"$f":"kc(C10716,Kc!$E$9:$H$9,Kc!$I$9:$K$9)","v":0.48529411764705882},0.66571346470588222,{"$f":"K10716*10*'Farm data entry'!$E$22","v":13.314269294117643},{"$f":"(L10716*'Farm data entry'!$D$14)","v":1.9971403941176464},15.31140968823529,15.31140968823529,0,670.70365360282369,0,15.31140968823529,0,1625.738829797684,0,15.31140968823529,0,2625.7388297976813,0]
["2015-05-02",2015,122,{"$f":"VLOOKUP($A10717,Rainfall!$D$3:$Q$10959,Hydrology!$D$1,FALSE)","v":4.2999999551999997},{"$f":"MAX((D10717-'Farm data entry'!$D$24)*'Farm data entry'!$D$23,0)*10*'Farm data entry'!$D$10","v":43.699999148799989},{"$f":"AND(C10717>='Farm data entry'!$E$15,Hydrology!C10717<='Farm data entry'!$E$16)","v":true},43.699999148799989,{"$f":"VLOOKUP($A10717,ETo!$A$3:$N$10959,Hydrology!$D$1,FALSE)","v":1.4664302},{"$f":"(H10717*'Farm data entry'!$D$25)","v":1.0265011399999999},{"$f":"kc(C10717,Kc!$E$9:$H$9,Kc!$I$9:$K$9)","v":0.4882352941176471},0.50117408600000002,{"$f":"K10717*10*'Farm data entry'!$E$22","v":10.023481719999999},{"$f":"(L10717*'Farm data entry'!$D$14)","v":1.5035222579999998},11.527003978,11.527003978,0,702.87664877362363,0,11.527003978,0,1657.9118249684841,0,11.527003978,0,2657.9118249684816,0]
["2015-05-03",2015,123,{"$f":"VLOOKUP($A10718,Rainfall!$D$3:$Q$10959,Hydrology!$D$1,FALSE)","v":0.19999999872000002},{"$f":"MAX((D10718-'Farm data entry'!$D$24)*'Farm data entry'!$D$23,0)*10*'Farm data entry'!$D$10","v":0},{"$f":"AND(C10718>='Farm data entry'!$E$15,Hydrology!C10718<='Farm data entry'!$E$16)","v":true},0,{"$f":"VLOOKUP($A10718,ETo!$A$3:$N$10959,Hydrology!$D$1,FALSE)","v":1.3979322999999999},{"$f":"(H10718*'Farm data entry'!$D$25)","v":0.97855260999999982},{"$f":"kc(C10718,Kc!$E$9:$H$9,Kc!$I$9:$K$9)","v":0.49117647058823533},0.48064201726470585,{"$f":"K10718*10*'Farm data entry'!$E$22","v":9.6128403452941171},{"$f":"(L10718*'Farm data entry'!$D$14)","v":1.4419260517941175},11.054766397088235,11.054766397088235,0,691.82188237653543,0,11.054766397088235,0,1646.8570585713958,0,11.054766397088235,0,2646.8570585713933,0]
["2015-05-04",2015,124,{"$f":"VLOOKUP($A10719,Rainfall!$D$3:$Q$10959,Hydrology!$D$1,FALSE)","v":16.799999616000001},{"$f":"MAX((D10719-'Farm data entry'!$D$24)*'Farm data entry'!$D$23,0)*10*'Farm data entry'!$D$10","v":281.19999270400001},{"$f":"AND(C10719>='Farm data entry'!$E$15,Hydrology!C10719<='Farm data entry'!$E$16)","v":true},281.19999270400001,{"$f":"VLOOKUP($A10719,ETo!$A$3:$N$10959,Hydrology!$D$1,FALSE)","v":2.3449656999999999},{"$f":"(H10719*'Farm data entry'!$D$25)","v":1.6414759899999998},{"$f":"kc(C10719,Kc!$E$9:$H$9,Kc!$I$9:$K$9)","v":0.49411764705882355},0.81108225388235289,{"$f":"K10719*10*'Farm data entry'!$E$22","v":16.221645077647057},{"$f":"(L10719*'Farm data entry'!$D$14)","v":2.4332467616470583},18.654891839294116,18.654891839294116,0,954.36698324124131,0,18.654891839294116,0,1909.4021594361016,0,18.654891839294116,0,2909.4021594360993,0]
["2015-05-05",2015,125,{"$f":"VLOOKUP($A10720,Rainfall!$D$3:$Q$10959,Hydrology!$D$1,FALSE)","v":1.5000000767999999},{"$f":"MAX((D10720-'Farm data entry'!$D$24)*'Farm data entry'!$D$23,0)*10*'Farm data entry'!$D$10","v":0},{"$f":"AND(C10720>='Farm data entry'!$E$15,Hydrology!C10720<='Farm data entry'!$E$16)","v":true},0,{"$f":"VLOOKUP($A10720,ETo!$A$3:$N$10959,Hydrology!$D$1,FALSE)","v":2.4382320000000002},{"$f":"(H10720*'Farm data entry'!$D$25)","v":1.7067624000000001},{"$f":"kc(C10720,Kc!$E$9:$H$9,Kc!$I$9:$K$9)","v":0.49705882352941178},0.84836131058823538,{"$f":"K10720*10*'Farm data entry'!$E$22","v":16.967226211764707},{"$f":"(L10720*'Farm data entry'!$D$14)","v":2.5450839317647058},19.512310143529412,19.512310143529412,0,934.85467309771195,0,19.512310143529412,0,1889.8898492925721,0,19.512310143529412,0,2889.88984929257,0]
["2015-05-06",2015,126,{"$f":"VLOOKUP($A10721,Rainfall!$D$3:$Q$10959,Hydrology!$D$1,FALSE)","v":1.5000000767999999},{"$f":"MAX((D10721-'Farm data entry'!$D$24)*'Farm data entry'!$D$23,0)*10*'Farm data entry'!$D$10","v":0},{"$f":"AND(C10721>='Farm data entry'!$E$15,Hydrology!C10721<='Farm data entry'!$E$16)","v":true},0,{"$f":"VLOOKUP($A10721,ETo!$A$3:$N$10959,Hydrology!$D$1,FALSE)","v":2.1243626999999998},{"$f":"(H10721*'Farm data entry'!$D$25)","v":1.4870538899999999},{"$f":"kc(C10721,Kc!$E$9:$H$9,Kc!$I$9:$K$9)","v":0.5},0.74352694499999994,{"$f":"K10721*10*'Farm data entry'!$E$22","v":14.8705389},{"$f":"(L10721*'Farm data entry'!$D$14)","v":2.230580835},17.101119735000001,17.101119735000001,0,917.75355336271195,0,17.101119735000001,0,1872.788729557572,0,17.101119735000001,0,2872.7887295575702,0]
["2015-05-07",2015,127,{"$f":"VLOOKUP($A10722,Rainfall!$D$3:$Q$10959,Hydrology!$D$1,FALSE)","v":0},{"$f":"MAX((D10722-'Farm data entry'!$D$24)*'Farm data entry'!$D$23,0)*10*'Farm data entry'!$D$10","v":0},{"$f":"AND(C10722>='Farm data entry'!$E$15,Hydrology!C10722<='Farm data entry'!$E$16)","v":true},0,{"$f":"VLOOKUP($A10722,ETo!$A$3:$N$10959,Hydrology!$D$1,FALSE)","v":2.3864138000000001},{"$f":"(H10722*'Farm data entry'!$D$25)","v":1.6704896600000001},{"$f":"kc(C10722,Kc!$E$9:$H$9,Kc!$I$9:$K$9)","v":0.50294117647058822},0.84015803488235297,{"$f":"K10722*10*'Farm data entry'!$E$22","v":16.803160697647058},{"$f":"(L10722*'Farm data entry'!$D$14)","v":2.5204741046470587},19.323634802294116,19.323634802294116,0,898.42991856041783,0,19.323634802294116,0,1853.465094755278,0,19.323634802294116,0,2853.4650947552759,0]
["2015-05-08",2015,128,{"$f":"VLOOKUP($A10723,Rainfall!$D$3:$Q$10959,Hydrology!$D$1,FALSE)","v":9.9999999360000008E-2},{"$f":"MAX((D10723-'Farm data entry'!$D$24)*'Farm data entry'!$D$23,0)*10*'Farm data entry'!$D$10","v":0},{"$f":"AND(C10723>='Farm data entry'!$E$15,Hydrology!C10723<='Farm data entry'!$E$16)","v":true},0,{"$f":"VLOOKUP($A10723,ETo!$A$3:$N$10959,Hydrology!$D$1,FALSE)","v":1.5543469000000001},{"$f":"(H10723*'Farm data entry'!$D$25)","v":1.08804283},{"$f":"kc(C10723,Kc!$E$9:$H$9,Kc!$I$9:$K$9)","v":0.50588235294117645},0.55042166694117645,{"$f":"K10723*10*'Farm data entry'!$E$22","v":11.008433338823529},{"$f":"(L10723*'Farm data entry'!$D$14)","v":1.6512650008235294},12.659698339647059,12.659698339647059,0,885.77022022077074,0,12.659698339647059,0,1840.8053964156309,0,12.659698339647059,0,2840.8053964156288,0]
["2015-05-09",2015,129,{"$f":"VLOOKUP($A10724,Rainfall!$D$3:$Q$10959,Hydrology!$D$1,FALSE)","v":0},{"$f":"MAX((D10724-'Farm data entry'!$D$24)*'Farm data entry'!$D$23,0)*10*'Farm data entry'!$D$10","v":0},{"$f":"AND(C10724>='Farm data entry'!$E$15,Hydrology!C10724<='Farm data entry'!$E$16)","v":true},0,{"$f":"VLOOKUP($A10724,ETo!$A$3:$N$10959,Hydrology!$D$1,FALSE)","v":2.3954287000000001},{"$f":"(H10724*'Farm data entry'!$D$25)","v":1.67680009},{"$f":"kc(C10724,Kc!$E$9:$H$9,Kc!$I$9:$K$9)","v":0.50882352941176467},0.85319533991176466,{"$f":"K10724*10*'Farm data entry'!$E$22","v":17.063906798235294},{"$f":"(L10724*'Farm data entry'!$D$14)","v":2.5595860197352942},19.62349281797059,19.62349281797059,0,866.14672740280014,0,19.62349281797059,0,1821.1819035976603,0,19.62349281797059,0,2821.1819035976582,0]
["2015-05-10",2015,130,{"$f":"VLOOKUP($A10725,Rainfall!$D$3:$Q$10959,Hydrology!$D$1,FALSE)","v":0},{"$f":"MAX((D10725-'Farm data entry'!$D$24)*'Farm data entry'!$D$23,0)*10*'Farm data entry'!$D$10","v":0},{"$f":"AND(C10725>='Farm data entry'!$E$15,Hydrology!C10725<='Farm data entry'!$E$16)","v":true},0,{"$f":"VLOOKUP($A10725,ETo!$A$3:$N$10959,Hydrology!$D$1,FALSE)","v":2.1932770000000001},{"$f":"(H10725*'Farm data entry'!$D$25)","v":1.5352939000000001},{"$f":"kc(C10725,Kc!$E$9:$H$9,Kc!$I$9:$K$9)","v":0.5117647058823529},0.78570923117647062,{"$f":"K10725*10*'Farm data entry'!$E$22","v":15.714184623529412},{"$f":"(L10725*'Farm data entry'!$D$14)","v":2.3571276935294119},18.071312317058826,18.071312317058826,0,848.07541508574127,0,18.071312317058826,0,1803.1105912806015,0,18.071312317058826,0,2803.1105912805992,0]
["2015-05-11",2015,131,{"$f":"VLOOKUP($A10726,Rainfall!$D$3:$Q$10959,Hydrology!$D$1,FALSE)","v":0},{"$f":"MAX((D10726-'Farm data entry'!$D$24)*'Farm data entry'!$D$23,0)*10*'Farm data entry'!$D$10","v":0},{"$f":"AND(C10726>='Farm data entry'!$E$15,Hydrology!C10726<='Farm data entry'!$E$16)","v":true},0,{"$f":"VLOOKUP($A10726,ETo!$A$3:$N$10959,Hydrology!$D$1,FALSE)","v":2.6306631999999999},{"$f":"(H10726*'Farm data entry'!$D$25)","v":1.8414642399999999},{"$f":"kc(C10726,Kc!$E$9:$H$9,Kc!$I$9:$K$9)","v":0.51470588235294112},0.94781247647058808,{"$f":"K10726*10*'Farm data entry'!$E$22","v":18.95624952941176},{"$f":"(L10726*'Farm data entry'!$D$14)","v":2.8434374294117641},21.799686958823525,21.799686958823525,0,826.27572812691778,0,21.799686958823525,0,1781.310904321778,0,21.799686958823525,0,2781.3109043217755,0]
["2015-05-12",2015,132,{"$f":"VLOOKUP($A10727,Rainfall!$D$3:$Q$10959,Hydrology!$D$1,FALSE)","v":0},{"$f":"MAX((D10727-'Farm data entry'!$D$24)*'Farm data entry'!$D$23,0)*10*'Farm data entry'!$D$10","v":0},{"$f":"AND(C10727>='Farm data entry'!$E$15,Hydrology!C10727<='Farm data entry'!$E$16)","v":true},0,{"$f":"VLOOKUP($A10727,ETo!$A$3:$N$10959,Hydrology!$D$1,FALSE)","v":3.0051953999999999},{"$f":"(H10727*'Farm data entry'!$D$25)","v":2.1036367799999995},{"$f":"kc(C10727,Kc!$E$9:$H$9,Kc!$I$9:$K$9)","v":0.51764705882352935},1.0889413919999997,{"$f":"K10727*10*'Farm data entry'!$E$22","v":21.778827839999995},{"$f":"(L10727*'Farm data entry'!$D$14)","v":3.2668241759999992},25.045652015999995,25.045652015999995,0,801.23007611091782,0,25.045652015999995,0,1756.2652523057779,0,25.045652015999995,0,2756.2652523057754,0]
["2015-05-13",2015,133,{"$f":"VLOOKUP($A10728,Rainfall!$D$3:$Q$10959,Hydrology!$D$1,FALSE)","v":0},{"$f":"MAX((D10728-'Farm data entry'!$D$24)*'Farm data entry'!$D$23,0)*10*'Farm data entry'!$D$10","v":0},{"$f":"AND(C10728>='Farm data entry'!$E$15,Hydrology!C10728<='Farm data entry'!$E$16)","v":true},0,{"$f":"VLOOKUP($A10728,ETo!$A$3:$N$10959,Hydrology!$D$1,FALSE)","v":3.3119472999999999},{"$f":"(H10728*'Farm data entry'!$D$25)","v":2.3183631099999999},{"$f":"kc(C10728,Kc!$E$9:$H$9,Kc!$I$9:$K$9)","v":0.52058823529411768},1.2069125602058823,{"$f":"K10728*10*'Farm data entry'!$E$22","v":24.138251204117648},{"$f":"(L10728*'Farm data entry'!$D$14)","v":3.6207376806176468},27.758988884735295,27.758988884735295,0,773.47108722618248,0,27.758988884735295,0,1728.5062634210426,0,27.758988884735295,0,2728.5062634210403,0]
["2015-05-14",2015,134,{"$f":"VLOOKUP($A10729,Rainfall!$D$3:$Q$10959,Hydrology!$D$1,FALSE)","v":14.100000479999999},{"$f":"MAX((D10729-'Farm data entry'!$D$24)*'Farm data entry'!$D$23,0)*10*'Farm data entry'!$D$10","v":229.90000911999996},{"$f":"AND(C10729>='Farm data entry'!$E$15,Hydrology!C10729<='Farm data entry'!$E$16)","v":true},229.90000911999996,{"$f":"VLOOKUP($A10729,ETo!$A$3:$N$10959,Hydrology!$D$1,FALSE)","v":1.0861902000000001},{"$f":"(H10729*'Farm data entry'!$D$25)","v":0.76033314000000007},{"$f":"kc(C10729,Kc!$E$9:$H$9,Kc!$I$9:$K$9)","v":0.52352941176470591},0.39805676152941183,{"$f":"K10729*10*'Farm data entry'!$E$22","v":7.961135230588237},{"$f":"(L10729*'Farm data entry'!$D$14)","v":1.1941702845882356},9.1553055151764724,9.1553055151764724,0,994.21579083100596,0,9.1553055151764724,0,1949.2509670258662,0,9.1553055151764724,0,2949.2509670258637,0]
["2015-05-15",2015,135,{"$f":"VLOOKUP($A10730,Rainfall!$D$3:$Q$10959,Hydrology!$D$1,FALSE)","v":0},{"$f":"MAX((D10730-'Farm data entry'!$D$24)*'Farm data entry'!$D$23,0)*10*'Farm data entry'!$D$10","v":0},{"$f":"AND(C10730>='Farm data entry'!$E$15,Hydrology!C10730<='Farm data entry'!$E$16)","v":true},0,{"$f":"VLOOKUP($A10730,ETo!$A$3:$N$10959,Hydrology!$D$1,FALSE)","v":1.8175774},{"$f":"(H10730*'Farm data entry'!$D$25)","v":1.2723041799999999},{"$f":"kc(C10730,Kc!$E$9:$H$9,Kc!$I$9:$K$9)","v":0.52647058823529413},0.66983073005882354,{"$f":"K10730*10*'Farm data entry'!$E$22","v":13.39661460117647},{"$f":"(L10730*'Farm data entry'!$D$14)","v":2.0094921901764704},15.40610679135294,15.40610679135294,0,978.80968403965301,0,15.40610679135294,0,1933.8448602345134,0,15.40610679135294,0,2933.8448602345106,0]
["2015-05-16",2015,136,{"$f":"VLOOKUP($A10731,Rainfall!$D$3:$Q$10959,Hydrology!$D$1,FALSE)","v":0},{"$f":"MAX((D10731-'Farm data entry'!$D$24)*'Farm data entry'!$D$23,0)*10*'Farm data entry'!$D$10","v":0},{"$f":"AND(C10731>='Farm data entry'!$E$15,Hydrology!C10731<='Farm data entry'!$E$16)","v":true},0,{"$f":"VLOOKUP($A10731,ETo!$A$3:$N$10959,Hydrology!$D$1,FALSE)","v":3.2993480000000002},{"$f":"(H10731*'Farm data entry'!$D$25)","v":2.3095436},{"$f":"kc(C10731,Kc!$E$9:$H$9,Kc!$I$9:$K$9)","v":0.52941176470588236},1.2226995529411766,{"$f":"K10731*10*'Farm data entry'!$E$22","v":24.453991058823533},{"$f":"(L10731*'Farm data entry'!$D$14)","v":3.6680986588235296},28.122089717647064,28.122089717647064,0,950.68759432200591,0,28.122089717647064,0,1905.7227705168664,0,28.122089717647064,0,2905.7227705168634,0]
["2015-05-17",2015,137,{"$f":"VLOOKUP($A10732,Rainfall!$D$3:$Q$10959,Hydrology!$D$1,FALSE)","v":0},{"$f":"MAX((D10732-'Farm data entry'!$D$24)*'Farm data entry'!$D$23,0)*10*'Farm data entry'!$D$10","v":0},{"$f":"AND(C10732>='Farm data entry'!$E$15,Hydrology!C10732<='Farm data entry'!$E$16)","v":true},0,{"$f":"VLOOKUP($A10732,ETo!$A$3:$N$10959,Hydrology!$D$1,FALSE)","v":2.8753905},{"$f":"(H10732*'Farm data entry'!$D$25)","v":2.0127733499999998},{"$f":"kc(C10732,Kc!$E$9:$H$9,Kc!$I$9:$K$9)","v":0.53235294117647058},1.0715058127941175,{"$f":"K10732*10*'Farm data entry'!$E$22","v":21.43011625588235},{"$f":"(L10732*'Farm data entry'!$D$14)","v":3.2145174383823525},24.644633694264702,24.644633694264702,0,926.04296062774119,0,24.644633694264702,0,1881.0781368226017,0,24.644633694264702,0,2881.0781368225989,0]
["2015-05-18",2015,138,{"$f":"VLOOKUP($A10733,Rainfall!$D$3:$Q$10959,Hydrology!$D$1,FALSE)","v":2.2000000032},{"$f":"MAX((D10733-'Farm data entry'!$D$24)*'Farm data entry'!$D$23,0)*10*'Farm data entry'!$D$10","v":3.8000000607999995},{"$f":"AND(C10733>='Farm data entry'!$E$15,Hydrology!C10733<='Farm data entry'!$E$16)","v":true},3.8000000607999995,{"$f":"VLOOKUP($A10733,ETo!$A$3:$N$10959,Hydrology!$D$1,FALSE)","v":2.0943174},{"$f":"(H10733*'Farm data entry'!$D$25)","v":1.46602218},{"$f":"kc(C10733,Kc!$E$9:$H$9,Kc!$I$9:$K$9)","v":0.53529411764705881},0.7847530492941176,{"$f":"K10733*10*'Farm data entry'!$E$22","v":15.695060985882352},{"$f":"(L10733*'Farm data entry'!$D$14)","v":2.3542591478823525},18.049320133764702,18.049320133764702,0,911.79364055477652,0,18.049320133764702,0,1866.8288167496369,0,18.049320133764702,0,2866.8288167496339,0]
["2015-05-19",2015,139,{"$f":"VLOOKUP($A10734,Rainfall!$D$3:$Q$10959,Hydrology!$D$1,FALSE)","v":9.5999999039999988},{"$f":"MAX((D10734-'Farm data entry'!$D$24)*'Farm data entry'!$D$23,0)*10*'Farm data entry'!$D$10","v":144.39999817599997},{"$f":"AND(C10734>='Farm data entry'!$E$15,Hydrology!C10734<='Farm data entry'!$E$16)","v":true},144.39999817599997,{"$f":"VLOOKUP($A10734,ETo!$A$3:$N$10959,Hydrology!$D$1,FALSE)","v":2.7124956},{"$f":"(H10734*'Farm data entry'!$D$25)","v":1.8987469199999998},{"$f":"kc(C10734,Kc!$E$9:$H$9,Kc!$I$9:$K$9)","v":0.53823529411764715},1.0219726069411765,{"$f":"K10734*10*'Farm data entry'!$E$22","v":20.43945213882353},{"$f":"(L10734*'Farm data entry'!$D$14)","v":3.0659178208235294},23.505369959647059,23.505369959647059,32.688268771129287,1000,0,23.505369959647059,0,1987.7234449659898,0,23.505369959647059,0,2987.7234449659868,0]
["2015-05-20",2015,140,{"$f":"VLOOKUP($A10735,Rainfall!$D$3:$Q$10959,Hydrology!$D$1,FALSE)","v":0},{"$f":"MAX((D10735-'Farm data entry'!$D$24)*'Farm data entry'!$D$23,0)*10*'Farm data entry'!$D$10","v":0},{"$f":"AND(C10735>='Farm data entry'!$E$15,Hydrology!C10735<='Farm data entry'!$E$16)","v":true},0,{"$f":"VLOOKUP($A10735,ETo!$A$3:$N$10959,Hydrology!$D$1,FALSE)","v":2.6189849999999999},{"$f":"(H10735*'Farm data entry'!$D$25)","v":1.8332894999999998},{"$f":"kc(C10735,Kc!$E$9:$H$9,Kc!$I$9:$K$9)","v":0.54117647058823537},0.99213314117647067,{"$f":"K10735*10*'Farm data entry'!$E$22","v":19.842662823529412},{"$f":"(L10735*'Farm data entry'!$D$14)","v":2.9763994235294118},22.819062247058824,22.819062247058824,0,977.18093775294119,0,22.819062247058824,0,1964.9043827189309,0,22.819062247058824,0,2964.904382718928,0]
["2015-05-21",2015,141,{"$f":"VLOOKUP($A10736,Rainfall!$D$3:$Q$10959,Hydrology!$D$1,FALSE)","v":0},{"$f":"MAX((D10736-'Farm data entry'!$D$24)*'Farm data entry'!$D$23,0)*10*'Farm data entry'!$D$10","v":0},{"$f":"AND(C10736>='Farm data entry'!$E$15,Hydrology!C10736<='Farm data entry'!$E$16)","v":true},0,{"$f":"VLOOKUP($A10736,ETo!$A$3:$N$10959,Hydrology!$D$1,FALSE)","v":3.4479587},{"$f":"(H10736*'Farm data entry'!$D$25)","v":2.41357109},{"$f":"kc(C10736,Kc!$E$9:$H$9,Kc!$I$9:$K$9)","v":0.54411764705882359},1.3132666225000003,{"$f":"K10736*10*'Farm data entry'!$E$22","v":26.265332450000006},{"$f":"(L10736*'Farm data entry'!$D$14)","v":3.9397998675000006},30.205132317500006,30.205132317500006,0,946.9758054354412,0,30.205132317500006,0,1934.6992504014308,0,30.205132317500006,0,2934.6992504014279,0]
["2015-05-22",2015,142,{"$f":"VLOOKUP($A10737,Rainfall!$D$3:$Q$10959,Hydrology!$D$1,FALSE)","v":0},{"$f":"MAX((D10737-'Farm data entry'!$D$24)*'Farm data entry'!$D$23,0)*10*'Farm data entry'!$D$10","v":0},{"$f":"AND(C10737>='Farm data entry'!$E$15,Hydrology!C10737<='Farm data entry'!$E$16)","v":true},0,{"$f":"VLOOKUP($A10737,ETo!$A$3:$N$10959,Hydrology!$D$1,FALSE)","v":1.9586838},{"$f":"(H10737*'Farm data entry'!$D$25)","v":1.37107866},{"$f":"kc(C10737,Kc!$E$9:$H$9,Kc!$I$9:$K$9)","v":0.54705882352941182},0.75006067870588244,{"$f":"K10737*10*'Farm data entry'!$E$22","v":15.001213574117649},{"$f":"(L10737*'Farm data entry'!$D$14)","v":2.2501820361176472},17.251395610235296,17.251395610235296,0,929.72440982520595,0,17.251395610235296,0,1917.4478547911956,0,17.251395610235296,0,2917.4478547911926,0]
["2015-05-23",2015,143,{"$f":"VLOOKUP($A10738,Rainfall!$D$3:$Q$10959,Hydrology!$D$1,FALSE)","v":0},{"$f":"MAX((D10738-'Farm data entry'!$D$24)*'Farm data entry'!$D$23,0)*10*'Farm data entry'!$D$10","v":0},{"$f":"AND(C10738>='Farm data entry'!$E$15,Hydrology!C10738<='Farm data entry'!$E$16)","v":true},0,{"$f":"VLOOKUP($A10738,ETo!$A$3:$N$10959,Hydrology!$D$1,FALSE)","v":1.9708125999999999},{"$f":"(H10738*'Farm data entry'!$D$25)","v":1.3795688199999998},{"$f":"kc(C10738,Kc!$E$9:$H$9,Kc!$I$9:$K$9)","v":0.55000000000000004},0.75876285099999996,{"$f":"K10738*10*'Farm data entry'!$E$22","v":15.17525702},{"$f":"(L10738*'Farm data entry'!$D$14)","v":2.2762885530000001},17.451545573000001,17.451545573000001,0,912.27286425220598,0,17.451545573000001,0,1899.9963092181956,0,17.451545573000001,0,2899.9963092181924,0]
["2015-05-24",2015,144,{"$f":"VLOOKUP($A10739,Rainfall!$D$3:$Q$10959,Hydrology!$D$1,FALSE)","v":0},{"$f":"MAX((D10739-'Farm data entry'!$D$24)*'Farm data entry'!$D$23,0)*10*'Farm data entry'!$D$10","v":0},{"$f":"AND(C10739>='Farm data entry'!$E$15,Hydrology!C10739<='Farm data entry'!$E$16)","v":true},0,{"$f":"VLOOKUP($A10739,ETo!$A$3:$N$10959,Hydrology!$D$1,FALSE)","v":2.0496097},{"$f":"(H10739*'Farm data entry'!$D$25)","v":1.4347267899999998},{"$f":"kc(C10739,Kc!$E$9:$H$9,Kc!$I$9:$K$9)","v":0.55294117647058827},0.79331951917647048,{"$f":"K10739*10*'Farm data entry'!$E$22","v":15.86639038352941},{"$f":"(L10739*'Farm data entry'!$D$14)","v":2.3799585575294113},18.24634894105882,18.24634894105882,0,894.02651531114714,0,18.24634894105882,0,1881.7499602771368,0,18.24634894105882,0,2881.7499602771336,0]
["2015-05-25",2015,145,{"$f":"VLOOKUP($A10740,Rainfall!$D$3:$Q$10959,Hydrology!$D$1,FALSE)","v":0},{"$f":"MAX((D10740-'Farm data entry'!$D$24)*'Farm data entry'!$D$23,0)*10*'Farm data entry'!$D$10","v":0},{"$f":"AND(C10740>='Farm data entry'!$E$15,Hydrology!C10740<='Farm data entry'!$E$16)","v":true},0,{"$f":"VLOOKUP($A10740,ETo!$A$3:$N$10959,Hydrology!$D$1,FALSE)","v":2.1906287999999998},{"$f":"(H10740*'Farm data entry'!$D$25)","v":1.5334401599999998},{"$f":"kc(C10740,Kc!$E$9:$H$9,Kc!$I$9:$K$9)","v":0.55588235294117649},0.85241232423529401,{"$f":"K10740*10*'Farm data entry'!$E$22","v":17.048246484705881},{"$f":"(L10740*'Farm data entry'!$D$14)","v":2.5572369727058821},19.605483457411765,19.605483457411765,0,874.42103185373537,0,19.605483457411765,0,1862.144476819725,0,19.605483457411765,0,2862.1444768197216,0]
["2015-05-26",2015,146,{"$f":"VLOOKUP($A10741,Rainfall!$D$3:$Q$10959,Hydrology!$D$1,FALSE)","v":0},{"$f":"MAX((D10741-'Farm data entry'!$D$24)*'Farm data entry'!$D$23,0)*10*'Farm data entry'!$D$10","v":0},{"$f":"AND(C10741>='Farm data entry'!$E$15,Hydrology!C10741<='Farm data entry'!$E$16)","v":true},0,{"$f":"VLOOKUP($A10741,ETo!$A$3:$N$10959,Hydrology!$D$1,FALSE)","v":2.8428209999999998},{"$f":"(H10741*'Farm data entry'!$D$25)","v":1.9899746999999997},{"$f":"kc(C10741,Kc!$E$9:$H$9,Kc!$I$9:$K$9)","v":0.55882352941176472},1.1120446852941175,{"$f":"K10741*10*'Farm data entry'!$E$22","v":22.24089370588235},{"$f":"(L10741*'Farm data entry'!$D$14)","v":3.3361340558823525},25.577027761764704,25.577027761764704,0,848.84400409197065,0,25.577027761764704,0,1836.5674490579604,0,25.577027761764704,0,2836.5674490579568,0]
["2015-05-27",2015,147,{"$f":"VLOOKUP($A10742,Rainfall!$D$3:$Q$10959,Hydrology!$D$1,FALSE)","v":0},{"$f":"MAX((D10742-'Farm data entry'!$D$24)*'Farm data entry'!$D$23,0)*10*'Farm data entry'!$D$10","v":0},{"$f":"AND(C10742>='Farm data entry'!$E$15,Hydrology!C10742<='Farm data entry'!$E$16)","v":true},0,{"$f":"VLOOKUP($A10742,ETo!$A$3:$N$10959,Hydrology!$D$1,FALSE)","v":3.2786019999999998},{"$f":"(H10742*'Farm data entry'!$D$25)","v":2.2950213999999995},{"$f":"kc(C10742,Kc!$E$9:$H$9,Kc!$I$9:$K$9)","v":0.56176470588235294},1.2892620217647057,{"$f":"K10742*10*'Farm data entry'!$E$22","v":25.785240435294114},{"$f":"(L10742*'Farm data entry'!$D$14)","v":3.8677860652941169},29.653026500588229,29.653026500588229,0,819.19097759138242,0,29.653026500588229,0,1806.9144225573721,0,29.653026500588229,0,2806.9144225573687,0]
["2015-05-28",2015,148,{"$f":"VLOOKUP($A10743,Rainfall!$D$3:$Q$10959,Hydrology!$D$1,FALSE)","v":0},{"$f":"MAX((D10743-'Farm data entry'!$D$24)*'Farm data entry'!$D$23,0)*10*'Farm data entry'!$D$10","v":0},{"$f":"AND(C10743>='Farm data entry'!$E$15,Hydrology!C10743<='Farm data entry'!$E$16)","v":true},0,{"$f":"VLOOKUP($A10743,ETo!$A$3:$N$10959,Hydrology!$D$1,FALSE)","v":3.5677569999999998},{"$f":"(H10743*'Farm data entry'!$D$25)","v":2.4974298999999998},{"$f":"kc(C10743,Kc!$E$9:$H$9,Kc!$I$9:$K$9)","v":0.56470588235294117},1.4103133552941174,{"$f":"K10743*10*'Farm data entry'!$E$22","v":28.206267105882347},{"$f":"(L10743*'Farm data entry'!$D$14)","v":4.2309400658823515},32.437207171764697,32.437207171764697,0,786.75377041961769,0,32.437207171764697,0,1774.4772153856075,0,32.437207171764697,0,2774.4772153856038,0]
["2015-05-29",2015,149,{"$f":"VLOOKUP($A10744,Rainfall!$D$3:$Q$10959,Hydrology!$D$1,FALSE)","v":6.1999997184},{"$f":"MAX((D10744-'Farm data entry'!$D$24)*'Farm data entry'!$D$23,0)*10*'Farm data entry'!$D$10","v":79.799994649599995},{"$f":"AND(C10744>='Farm data entry'!$E$15,Hydrology!C10744<='Farm data entry'!$E$16)","v":true},79.799994649599995,{"$f":"VLOOKUP($A10744,ETo!$A$3:$N$10959,Hydrology!$D$1,FALSE)","v":2.1994517},{"$f":"(H10744*'Farm data entry'!$D$25)","v":1.5396161899999998},{"$f":"kc(C10744,Kc!$E$9:$H$9,Kc!$I$9:$K$9)","v":0.56764705882352939},0.87395860197058806,{"$f":"K10744*10*'Farm data entry'!$E$22","v":17.479172039411761},{"$f":"(L10744*'Farm data entry'!$D$14)","v":2.6218758059117642},20.101047845323524,20.101047845323524,0,846.45271722389418,0,20.101047845323524,0,1834.1761621898838,0,20.101047845323524,0,2834.1761621898804,0]
["2015-05-30",2015,150,{"$f":"VLOOKUP($A10745,Rainfall!$D$3:$Q$10959,Hydrology!$D$1,FALSE)","v":3.8000001312},{"$f":"MAX((D10745-'Farm data entry'!$D$24)*'Farm data entry'!$D$23,0)*10*'Farm data entry'!$D$10","v":34.200002492799996},{"$f":"AND(C10745>='Farm data entry'!$E$15,Hydrology!C10745<='Farm data entry'!$E$16)","v":true},34.200002492799996,{"$f":"VLOOKUP($A10745,ETo!$A$3:$N$10959,Hydrology!$D$1,FALSE)","v":2.7504846999999999},{"$f":"(H10745*'Farm data entry'!$D$25)","v":1.9253392899999997},{"$f":"kc(C10745,Kc!$E$9:$H$9,Kc!$I$9:$K$9)","v":0.57058823529411762},1.0985759478235293,{"$f":"K10745*10*'Farm data entry'!$E$22","v":21.971518956470586},{"$f":"(L10745*'Farm data entry'!$D$14)","v":3.2957278434705879},25.267246799941173,25.267246799941173,0,855.38547291675297,0,25.267246799941173,0,1843.1089178827426,0,25.267246799941173,0,2843.1089178827397,0]
["2015-05-31",2015,151,{"$f":"VLOOKUP($A10746,Rainfall!$D$3:$Q$10959,Hydrology!$D$1,FALSE)","v":0.39999998880000004},{"$f":"MAX((D10746-'Farm data entry'!$D$24)*'Farm data entry'!$D$23,0)*10*'Farm data entry'!$D$10","v":0},{"$f":"AND(C10746>='Farm data entry'!$E$15,Hydrology!C10746<='Farm data entry'!$E$16)","v":true},0,{"$f":"VLOOKUP($A10746,ETo!$A$3:$N$10959,Hydrology!$D$1,FALSE)","v":1.7048285999999999},{"$f":"(H10746*'Farm data entry'!$D$25)","v":1.1933800199999998},{"$f":"kc(C10746,Kc!$E$9:$H$9,Kc!$I$9:$K$9)","v":0.57352941176470584},0.68443854088235279,{"$f":"K10746*10*'Farm data entry'!$E$22","v":13.688770817647056},{"$f":"(L10746*'Farm data entry'!$D$14)","v":2.0533156226470584},15.742086440294115,15.742086440294115,0,839.64338647645889,0,15.742086440294115,0,1827.3668314424485,0,15.742086440294115,0,2827.3668314424453,0]
["2015-06-01",2015,152,{"$f":"VLOOKUP($A10747,Rainfall!$D$3:$Q$10959,Hydrology!$D$1,FALSE)","v":2.8876597631999998},{"$f":"MAX((D10747-'Farm data entry'!$D$24)*'Farm data entry'!$D$23,0)*10*'Farm data entry'!$D$10","v":16.865535500799997},{"$f":"AND(C10747>='Farm data entry'!$E$15,Hydrology!C10747<='Farm data entry'!$E$16)","v":true},16.865535500799997,{"$f":"VLOOKUP($A10747,ETo!$A$3:$N$10959,Hydrology!$D$1,FALSE)","v":2.258823},{"$f":"(H10747*'Farm data entry'!$D$25)","v":1.5811761},{"$f":"kc(C10747,Kc!$E$9:$H$9,Kc!$I$9:$K$9)","v":0.57647058823529407},0.91150151647058819,{"$f":"K10747*10*'Farm data entry'!$E$22","v":18.230030329411765},{"$f":"(L10747*'Farm data entry'!$D$14)","v":2.7345045494117648},20.964534878823528,20.964534878823528,0,835.54438709843532,0,20.964534878823528,0,1823.267832064425,0,20.964534878823528,0,2823.2678320644218,0]
["2015-06-02",2015,153,{"$f":"VLOOKUP($A10748,Rainfall!$D$3:$Q$10959,Hydrology!$D$1,FALSE)","v":0.19914893279999998},{"$f":"MAX((D10748-'Farm data entry'!$D$24)*'Farm data entry'!$D$23,0)*10*'Farm data entry'!$D$10","v":0},{"$f":"AND(C10748>='Farm data entry'!$E$15,Hydrology!C10748<='Farm data entry'!$E$16)","v":true},0,{"$f":"VLOOKUP($A10748,ETo!$A$3:$N$10959,Hydrology!$D$1,FALSE)","v":1.7111480999999999},{"$f":"(H10748*'Farm data entry'!$D$25)","v":1.1978036699999999},{"$f":"kc(C10748,Kc!$E$9:$H$9,Kc!$I$9:$K$9)","v":0.57941176470588229},0.69402153820588219,{"$f":"K10748*10*'Farm data entry'!$E$22","v":13.880430764117644},{"$f":"(L10748*'Farm data entry'!$D$14)","v":2.0820646146176465},15.962495378735291,15.962495378735291,0,819.58189171970002,0,15.962495378735291,0,1807.3053366856898,0,15.962495378735291,0,2807.3053366856866,0]
["2015-06-03",2015,154,{"$f":"VLOOKUP($A10749,Rainfall!$D$3:$Q$10959,Hydrology!$D$1,FALSE)","v":0},{"$f":"MAX((D10749-'Farm data entry'!$D$24)*'Farm data entry'!$D$23,0)*10*'Farm data entry'!$D$10","v":0},{"$f":"AND(C10749>='Farm data entry'!$E$15,Hydrology!C10749<='Farm data entry'!$E$16)","v":true},0,{"$f":"VLOOKUP($A10749,ETo!$A$3:$N$10959,Hydrology!$D$1,FALSE)","v":3.2853873},{"$f":"(H10749*'Farm data entry'!$D$25)","v":2.29977111},{"$f":"kc(C10749,Kc!$E$9:$H$9,Kc!$I$9:$K$9)","v":0.58235294117647052},1.3392784699411764,{"$f":"K10749*10*'Farm data entry'!$E$22","v":26.785569398823526},{"$f":"(L10749*'Farm data entry'!$D$14)","v":4.0178354098235287},30.803404808647056,30.803404808647056,0,788.77848691105294,0,30.803404808647056,0,1776.5019318770428,0,30.803404808647056,0,2776.5019318770396,0]
["2015-06-04",2015,155,{"$f":"VLOOKUP($A10750,Rainfall!$D$3:$Q$10959,Hydrology!$D$1,FALSE)","v":2.3897872800000002},{"$f":"MAX((D10750-'Farm data entry'!$D$24)*'Farm data entry'!$D$23,0)*10*'Farm data entry'!$D$10","v":7.4059583200000034},{"$f":"AND(C10750>='Farm data entry'!$E$15,Hydrology!C10750<='Farm data entry'!$E$16)","v":true},7.4059583200000034,{"$f":"VLOOKUP($A10750,ETo!$A$3:$N$10959,Hydrology!$D$1,FALSE)","v":3.932096},{"$f":"(H10750*'Farm data entry'!$D$25)","v":2.7524671999999999},{"$f":"kc(C10750,Kc!$E$9:$H$9,Kc!$I$9:$K$9)","v":0.58529411764705885},1.6110028611764706,{"$f":"K10750*10*'Farm data entry'!$E$22","v":32.220057223529409},{"$f":"(L10750*'Farm data entry'!$D$14)","v":4.833008583529411},37.053065807058822,37.053065807058822,0,759.13137942399408,0,37.053065807058822,0,1746.8548243899841,0,37.053065807058822,0,2746.8548243899809,0]
["2015-06-05",2015,156,{"$f":"VLOOKUP($A10751,Rainfall!$D$3:$Q$10959,Hydrology!$D$1,FALSE)","v":0},{"$f":"MAX((D10751-'Farm data entry'!$D$24)*'Farm data entry'!$D$23,0)*10*'Farm data entry'!$D$10","v":0},{"$f":"AND(C10751>='Farm data entry'!$E$15,Hydrology!C10751<='Farm data entry'!$E$16)","v":true},0,{"$f":"VLOOKUP($A10751,ETo!$A$3:$N$10959,Hydrology!$D$1,FALSE)","v":3.1376731000000002},{"$f":"(H10751*'Farm data entry'!$D$25)","v":2.1963711699999999},{"$f":"kc(C10751,Kc!$E$9:$H$9,Kc!$I$9:$K$9)","v":0.58823529411764708},1.2919830411764706,{"$f":"K10751*10*'Farm data entry'!$E$22","v":25.83966082352941},{"$f":"(L10751*'Farm data entry'!$D$14)","v":3.8759491235294115},29.715609947058823,29.715609947058823,0,729.41576947693522,0,29.715609947058823,0,1717.1392144429253,0,29.715609947058823,0,2717.1392144429219,0]
["2015-06-06",2015,157,{"$f":"VLOOKUP($A10752,Rainfall!$D$3:$Q$10959,Hydrology!$D$1,FALSE)","v":0},{"$f":"MAX((D10752-'Farm data entry'!$D$24)*'Farm data entry'!$D$23,0)*10*'Farm data entry'!$D$10","v":0},{"$f":"AND(C10752>='Farm data entry'!$E$15,Hydrology!C10752<='Farm data entry'!$E$16)","v":true},0,{"$f":"VLOOKUP($A10752,ETo!$A$3:$N$10959,Hydrology!$D$1,FALSE)","v":3.9806651999999998},{"$f":"(H10752*'Farm data entry'!$D$25)","v":2.7864656399999999},{"$f":"kc(C10752,Kc!$E$9:$H$9,Kc!$I$9:$K$9)","v":0.5911764705882353},1.6472929224705881,{"$f":"K10752*10*'Farm data entry'!$E$22","v":32.945858449411759},{"$f":"(L10752*'Farm data entry'!$D$14)","v":4.9418787674117635},37.887737216823524,37.887737216823524,0,691.52803226011167,0,37.887737216823524,0,1679.2514772261018,0,37.887737216823524,0,2679.2514772260984,0]
["2015-06-07",2015,158,{"$f":"VLOOKUP($A10753,Rainfall!$D$3:$Q$10959,Hydrology!$D$1,FALSE)","v":0},{"$f":"MAX((D10753-'Farm data entry'!$D$24)*'Farm data entry'!$D$23,0)*10*'Farm data entry'!$D$10","v":0},{"$f":"AND(C10753>='Farm data entry'!$E$15,Hydrology!C10753<='Farm data entry'!$E$16)","v":true},0,{"$f":"VLOOKUP($A10753,ETo!$A$3:$N$10959,Hydrology!$D$1,FALSE)","v":3.7433364},{"$f":"(H10753*'Farm data entry'!$D$25)","v":2.6203354800000001},{"$f":"kc(C10753,Kc!$E$9:$H$9,Kc!$I$9:$K$9)","v":0.59411764705882353},1.5567875498823529,{"$f":"K10753*10*'Farm data entry'!$E$22","v":31.135750997647058},{"$f":"(L10753*'Farm data entry'!$D$14)","v":4.6703626496470587},35.806113647294119,35.806113647294119,0,655.7219186128176,0,35.806113647294119,0,1643.4453635788077,0,35.806113647294119,0,2643.4453635788041,0]
["2015-06-08",2015,159,{"$f":"VLOOKUP($A10754,Rainfall!$D$3:$Q$10959,Hydrology!$D$1,FALSE)","v":0},{"$f":"MAX((D10754-'Farm data entry'!$D$24)*'Farm data entry'!$D$23,0)*10*'Farm data entry'!$D$10","v":0},{"$f":"AND(C10754>='Farm data entry'!$E$15,Hydrology!C10754<='Farm data entry'!$E$16)","v":true},0,{"$f":"VLOOKUP($A10754,ETo!$A$3:$N$10959,Hydrology!$D$1,FALSE)","v":3.2857606000000001},{"$f":"(H10754*'Farm data entry'!$D$25)","v":2.30003242},{"$f":"kc(C10754,Kc!$E$9:$H$9,Kc!$I$9:$K$9)","v":0.59705882352941175},1.3732546507647059,{"$f":"K10754*10*'Farm data entry'!$E$22","v":27.465093015294116},{"$f":"(L10754*'Farm data entry'!$D$14)","v":4.1197639522941172},31.584856967588234,31.584856967588234,0,624.13706164522932,0,31.584856967588234,0,1611.8605066112195,0,31.584856967588234,0,2611.8605066112159,0]
["2015-06-09",2015,160,{"$f":"VLOOKUP($A10755,Rainfall!$D$3:$Q$10959,Hydrology!$D$1,FALSE)","v":0},{"$f":"MAX((D10755-'Farm data entry'!$D$24)*'Farm data entry'!$D$23,0)*10*'Farm data entry'!$D$10","v":0},{"$f":"AND(C10755>='Farm data entry'!$E$15,Hydrology!C10755<='Farm data entry'!$E$16)","v":true},0,{"$f":"VLOOKUP($A10755,ETo!$A$3:$N$10959,Hydrology!$D$1,FALSE)","v":2.8315847000000001},{"$f":"(H10755*'Farm data entry'!$D$25)","v":1.9821092899999999},{"$f":"kc(C10755,Kc!$E$9:$H$9,Kc!$I$9:$K$9)","v":0.60000000000000009},1.1892655740000002,{"$f":"K10755*10*'Farm data entry'!$E$22","v":23.785311480000004},{"$f":"(L10755*'Farm data entry'!$D$14)","v":3.5677967220000006},27.353108202000005,27.353108202000005,0,596.78395344322928,0,27.353108202000005,0,1584.5073984092196,0,27.353108202000005,0,2584.507398409216,0]
["2015-06-10",2015,{"$f":"A10756-DATE(YEAR(A10756)-1,12,31)","v":161},{"$f":"VLOOKUP($A10756,Rainfall!$D$3:$Q$10959,Hydrology!$D$1,FALSE)","v":0},{"$f":"MAX((D10756-'Farm data entry'!$D$24)*'Farm data entry'!$D$23,0)*10*'Farm data entry'!$D$10","v":0},{"$f":"AND(C10756>='Farm data entry'!$E$15,Hydrology!C10756<='Farm data entry'!$E$16)","v":true},{"$f":"E10756*F10756","v":0},{"$f":"VLOOKUP($A10756,ETo!$A$3:$N$10959,Hydrology!$D$1,FALSE)","v":3.2684584000000001},{"$f":"(H10756*'Farm data entry'!$D$25)","v":2.2879208799999997},{"$f":"kc(C10756,Kc!$E$9:$H$9,Kc!$I$9:$K$9)","v":0.6029411764705882},{"$f":"(J10756*I10756)","v":1.3794817070588232},{"$f":"K10756*10*'Farm data entry'!$E$22","v":27.589634141176465},{"$f":"(L10756*'Farm data entry'!$D$14)","v":4.1384451211764697},31.728079262352935,{"$f":"MIN($N10756,Q10755+$G10756)","v":31.728079262352935},{"$f":"MAX(Q10755+$G10756-$N10756-P$1,0)","v":0},{"$f":"MIN(Q10755-O10756+$G10756,P$1)","v":565.05587418087634},0,31.728079262352935,0,1552.7793191468668,0,31.728079262352935,0,2552.7793191468631,0]
["2015-06-11",{"$f":"YEAR(A10757)","v":2015},162,{"$f":"VLOOKUP($A10757,Rainfall!$D$3:$Q$10959,Hydrology!$D$1,FALSE)","v":0},{"$f":"MAX((D10757-'Farm data entry'!$D$24)*'Farm data entry'!$D$23,0)*10*'Farm data entry'!$D$10","v":0},{"$f":"AND(C10757>='Farm data entry'!$E$15,Hydrology!C10757<='Farm data entry'!$E$16)","v":true},0,{"$f":"VLOOKUP($A10757,ETo!$A$3:$N$10959,Hydrology!$D$1,FALSE)","v":4.5639859999999999},{"$f":"(H10757*'Farm data entry'!$D$25)","v":3.1947901999999999},{"$f":"kc(C10757,Kc!$E$9:$H$9,Kc!$I$9:$K$9)","v":0.60588235294117654},1.9356670035294119,{"$f":"K10757*10*'Farm data entry'!$E$22","v":38.713340070588238},{"$f":"(L10757*'Farm data entry'!$D$14)","v":5.8070010105882357},{"$f":"SUM(L10757:M10757)","v":44.520341081176475},44.520341081176475,0,520.53553309969982,{"$f":"$N10757-O10757","v":0},{"$f":"MIN($N10757,U10756+$G10757)","v":44.520341081176475},{"$f":"MAX(U10756+$G10757-$N10757-T$1,0)","v":0},{"$f":"MIN(U10756-S10757+$G10757,T$1)","v":1508.2589780656904},{"$f":"$N10757-S10757","v":0},{"$f":"MIN($N10757,Y10756+$G10757)","v":44.520341081176475},{"$f":"MAX(Y10756+$G10757-$N10757-X$1,0)","v":0},{"$f":"MIN(Y10756-W10757+$G10757,X$1)","v":2508.2589780656867},{"$f":"$N10757-W10757","v":0}]
["2015-06-12",2015,163,{"$f":"VLOOKUP($A10758,Rainfall!$D$3:$Q$10959,Hydrology!$D$1,FALSE)","v":5.4765961920000006},{"$f":"MAX((D10758-'Farm data entry'!$D$24)*'Farm data entry'!$D$23,0)*10*'Farm data entry'!$D$10","v":66.055327648000002},{"$f":"AND(C10758>='Farm data entry'!$E$15,Hydrology!C10758<='Farm data entry'!$E$16)","v":true},66.055327648000002,{"$f":"VLOOKUP($A10758,ETo!$A$3:$N$10959,Hydrology!$D$1,FALSE)","v":2.3020144},{"$f":"(H10758*'Farm data entry'!$D$25)","v":1.61141008},{"$f":"kc(C10758,Kc!$E$9:$H$9,Kc!$I$9:$K$9)","v":0.60882352941176465},0.98106437223529397,{"$f":"K10758*10*'Farm data entry'!$E$22","v":19.621287444705878},{"$f":"(L10758*'Farm data entry'!$D$14)","v":2.9431931167058818},22.564480561411759,22.564480561411759,0,564.02638018628807,0,22.564480561411759,0,1551.7498251522786,0,22.564480561411759,0,2551.7498251522748,0]
["2015-06-13",2015,164,{"$f":"VLOOKUP($A10759,Rainfall!$D$3:$Q$10959,Hydrology!$D$1,FALSE)","v":0},{"$f":"MAX((D10759-'Farm data entry'!$D$24)*'Farm data entry'!$D$23,0)*10*'Farm data entry'!$D$10","v":0},{"$f":"AND(C10759>='Farm data entry'!$E$15,Hydrology!C10759<='Farm data entry'!$E$16)","v":true},0,{"$f":"VLOOKUP($A10759,ETo!$A$3:$N$10959,Hydrology!$D$1,FALSE)","v":1.9356656000000001},{"$f":"(H10759*'Farm data entry'!$D$25)","v":1.3549659199999999},{"$f":"kc(C10759,Kc!$E$9:$H$9,Kc!$I$9:$K$9)","v":0.61176470588235299},0.8289203275294118,{"$f":"K10759*10*'Farm data entry'!$E$22","v":16.578406550588237},{"$f":"(L10759*'Farm data entry'!$D$14)","v":2.4867609825882355},19.065167533176474,19.065167533176474,0,544.9612126531116,0,19.065167533176474,0,1532.6846576191022,0,19.065167533176474,0,2532.6846576190983,0]
["2015-06-14",2015,165,{"$f":"VLOOKUP($A10760,Rainfall!$D$3:$Q$10959,Hydrology!$D$1,FALSE)","v":0.29872340351999999},{"$f":"MAX((D10760-'Farm data entry'!$D$24)*'Farm data entry'!$D$23,0)*10*'Farm data entry'!$D$10","v":0},{"$f":"AND(C10760>='Farm data entry'!$E$15,Hydrology!C10760<='Farm data entry'!$E$16)","v":true},0,{"$f":"VLOOKUP($A10760,ETo!$A$3:$N$10959,Hydrology!$D$1,FALSE)","v":1.7127094},{"$f":"(H10760*'Farm data entry'!$D$25)","v":1.19889658},{"$f":"kc(C10760,Kc!$E$9:$H$9,Kc!$I$9:$K$9)","v":0.61470588235294121},0.7369687800588236,{"$f":"K10760*10*'Farm data entry'!$E$22","v":14.739375601176473},{"$f":"(L10760*'Farm data entry'!$D$14)","v":2.210906340176471},16.950281941352944,16.950281941352944,0,528.01093071175865,0,16.950281941352944,0,1515.7343756777493,0,16.950281941352944,0,2515.7343756777454,0]
["2015-06-15",2015,166,{"$f":"VLOOKUP($A10761,Rainfall!$D$3:$Q$10959,Hydrology!$D$1,FALSE)","v":0},{"$f":"MAX((D10761-'Farm data entry'!$D$24)*'Farm data entry'!$D$23,0)*10*'Farm data entry'!$D$10","v":0},{"$f":"AND(C10761>='Farm data entry'!$E$15,Hydrology!C10761<='Farm data entry'!$E$16)","v":true},0,{"$f":"VLOOKUP($A10761,ETo!$A$3:$N$10959,Hydrology!$D$1,FALSE)","v":2.9332756999999998},{"$f":"(H10761*'Farm data entry'!$D$25)","v":2.0532929899999997},{"$f":"kc(C10761,Kc!$E$9:$H$9,Kc!$I$9:$K$9)","v":0.61764705882352944},1.2682103761764705,{"$f":"K10761*10*'Farm data entry'!$E$22","v":25.364207523529409},{"$f":"(L10761*'Farm data entry'!$D$14)","v":3.8046311285294112},29.16883865205882,29.16883865205882,0,498.84209205969984,0,29.16883865205882,0,1486.5655370256904,0,29.16883865205882,0,2486.5655370256868,0]
["2015-06-16",2015,167,{"$f":"VLOOKUP($A10762,Rainfall!$D$3:$Q$10959,Hydrology!$D$1,FALSE)","v":0},{"$f":"MAX((D10762-'Farm data entry'!$D$24)*'Farm data entry'!$D$23,0)*10*'Farm data entry'!$D$10","v":0},{"$f":"AND(C10762>='Farm data entry'!$E$15,Hydrology!C10762<='Farm data entry'!$E$16)","v":true},0,{"$f":"VLOOKUP($A10762,ETo!$A$3:$N$10959,Hydrology!$D$1,FALSE)","v":3.0589029999999999},{"$f":"(H10762*'Farm data entry'!$D$25)","v":2.1412320999999999},{"$f":"kc(C10762,Kc!$E$9:$H$9,Kc!$I$9:$K$9)","v":0.62058823529411766},1.3288234502941176,{"$f":"K10762*10*'Farm data entry'!$E$22","v":26.576469005882352},{"$f":"(L10762*'Farm data entry'!$D$14)","v":3.9864703508823527},30.562939356764705,30.562939356764705,0,468.27915270293511,0,30.562939356764705,0,1456.0025976689258,0,30.562939356764705,0,2456.0025976689221,0]
["2015-06-17",2015,168,{"$f":"VLOOKUP($A10763,Rainfall!$D$3:$Q$10959,Hydrology!$D$1,FALSE)","v":0.49787235359999998},{"$f":"MAX((D10763-'Farm data entry'!$D$24)*'Farm data entry'!$D$23,0)*10*'Farm data entry'!$D$10","v":0},{"$f":"AND(C10763>='Farm data entry'!$E$15,Hydrology!C10763<='Farm data entry'!$E$16)","v":true},0,{"$f":"VLOOKUP($A10763,ETo!$A$3:$N$10959,Hydrology!$D$1,FALSE)","v":2.7583745},{"$f":"(H10763*'Farm data entry'!$D$25)","v":1.9308621499999998},{"$f":"kc(C10763,Kc!$E$9:$H$9,Kc!$I$9:$K$9)","v":0.62352941176470589},1.2039493405882351,{"$f":"K10763*10*'Farm data entry'!$E$22","v":24.0789868117647},{"$f":"(L10763*'Farm data entry'!$D$14)","v":3.6118480217647049},27.690834833529404,27.690834833529404,0,440.58831786940573,0,27.690834833529404,0,1428.3117628353964,0,27.690834833529404,0,2428.3117628353925,0]
["2015-06-18",2015,169,{"$f":"VLOOKUP($A10764,Rainfall!$D$3:$Q$10959,Hydrology!$D$1,FALSE)","v":0},{"$f":"MAX((D10764-'Farm data entry'!$D$24)*'Farm data entry'!$D$23,0)*10*'Farm data entry'!$D$10","v":0},{"$f":"AND(C10764>='Farm data entry'!$E$15,Hydrology!C10764<='Farm data entry'!$E$16)","v":true},0,{"$f":"VLOOKUP($A10764,ETo!$A$3:$N$10959,Hydrology!$D$1,FALSE)","v":3.9901483},{"$f":"(H10764*'Farm data entry'!$D$25)","v":2.7931038099999999},{"$f":"kc(C10764,Kc!$E$9:$H$9,Kc!$I$9:$K$9)","v":0.62647058823529411},1.7497973868529411,{"$f":"K10764*10*'Farm data entry'!$E$22","v":34.99594773705882},{"$f":"(L10764*'Farm data entry'!$D$14)","v":5.2493921605588225},40.24533989761764,40.24533989761764,0,400.34297797178806,0,40.24533989761764,0,1388.0664229377787,0,40.24533989761764,0,2388.0664229377749,0]
["2015-06-19",2015,170,{"$f":"VLOOKUP($A10765,Rainfall!$D$3:$Q$10959,Hydrology!$D$1,FALSE)","v":0},{"$f":"MAX((D10765-'Farm data entry'!$D$24)*'Farm data entry'!$D$23,0)*10*'Farm data entry'!$D$10","v":0},{"$f":"AND(C10765>='Farm data entry'!$E$15,Hydrology!C10765<='Farm data entry'!$E$16)","v":true},0,{"$f":"VLOOKUP($A10765,ETo!$A$3:$N$10959,Hydrology!$D$1,FALSE)","v":3.3797264},{"$f":"(H10765*'Farm data entry'!$D$25)","v":2.3658084799999997},{"$f":"kc(C10765,Kc!$E$9:$H$9,Kc!$I$9:$K$9)","v":0.62941176470588234},1.489067690352941,{"$f":"K10765*10*'Farm data entry'!$E$22","v":29.781353807058821},{"$f":"(L10765*'Farm data entry'!$D$14)","v":4.4672030710588233},34.248556878117647,34.248556878117647,0,366.09442109367041,0,34.248556878117647,0,1353.8178660596611,0,34.248556878117647,0,2353.8178660596573,0]
["2015-06-20",2015,171,{"$f":"VLOOKUP($A10766,Rainfall!$D$3:$Q$10959,Hydrology!$D$1,FALSE)","v":4.5804254976000003},{"$f":"MAX((D10766-'Farm data entry'!$D$24)*'Farm data entry'!$D$23,0)*10*'Farm data entry'!$D$10","v":49.028084454400009},{"$f":"AND(C10766>='Farm data entry'!$E$15,Hydrology!C10766<='Farm data entry'!$E$16)","v":true},49.028084454400009,{"$f":"VLOOKUP($A10766,ETo!$A$3:$N$10959,Hydrology!$D$1,FALSE)","v":1.8164971999999999},{"$f":"(H10766*'Farm data entry'!$D$25)","v":1.2715480399999999},{"$f":"kc(C10766,Kc!$E$9:$H$9,Kc!$I$9:$K$9)","v":0.63235294117647056},0.80406714294117632,{"$f":"K10766*10*'Farm data entry'!$E$22","v":16.081342858823525},{"$f":"(L10766*'Farm data entry'!$D$14)","v":2.4122014288235287},18.493544287647055,18.493544287647055,0,396.62896126042335,0,18.493544287647055,0,1384.3524062264141,0,18.493544287647055,0,2384.35240622641,0]
["2015-06-21",2015,172,{"$f":"VLOOKUP($A10767,Rainfall!$D$3:$Q$10959,Hydrology!$D$1,FALSE)","v":5.3770214879999996},{"$f":"MAX((D10767-'Farm data entry'!$D$24)*'Farm data entry'!$D$23,0)*10*'Farm data entry'!$D$10","v":64.163408271999998},{"$f":"AND(C10767>='Farm data entry'!$E$15,Hydrology!C10767<='Farm data entry'!$E$16)","v":true},64.163408271999998,{"$f":"VLOOKUP($A10767,ETo!$A$3:$N$10959,Hydrology!$D$1,FALSE)","v":2.8431869999999999},{"$f":"(H10767*'Farm data entry'!$D$25)","v":1.9902308999999998},{"$f":"kc(C10767,Kc!$E$9:$H$9,Kc!$I$9:$K$9)","v":0.63529411764705879},1.2643819835294117,{"$f":"K10767*10*'Farm data entry'!$E$22","v":25.287639670588234},{"$f":"(L10767*'Farm data entry'!$D$14)","v":3.7931459505882348},29.080785621176467,29.080785621176467,0,431.71158391124686,0,29.080785621176467,0,1419.4350288772375,0,29.080785621176467,0,2419.4350288772339,0]
["2015-06-22",2015,173,{"$f":"VLOOKUP($A10768,Rainfall!$D$3:$Q$10959,Hydrology!$D$1,FALSE)","v":1.6927659072000001},{"$f":"MAX((D10768-'Farm data entry'!$D$24)*'Farm data entry'!$D$23,0)*10*'Farm data entry'!$D$10","v":0},{"$f":"AND(C10768>='Farm data entry'!$E$15,Hydrology!C10768<='Farm data entry'!$E$16)","v":true},0,{"$f":"VLOOKUP($A10768,ETo!$A$3:$N$10959,Hydrology!$D$1,FALSE)","v":2.3441067000000002},{"$f":"(H10768*'Farm data entry'!$D$25)","v":1.64087469},{"$f":"kc(C10768,Kc!$E$9:$H$9,Kc!$I$9:$K$9)","v":0.63823529411764701},1.0472641403823528,{"$f":"K10768*10*'Farm data entry'!$E$22","v":20.945282807647057},{"$f":"(L10768*'Farm data entry'!$D$14)","v":3.1417924211470587},24.087075228794117,24.087075228794117,0,407.62450868245276,0,24.087075228794117,0,1395.3479536484433,0,24.087075228794117,0,2395.3479536484397,0]
["2015-06-23",2015,174,{"$f":"VLOOKUP($A10769,Rainfall!$D$3:$Q$10959,Hydrology!$D$1,FALSE)","v":0},{"$f":"MAX((D10769-'Farm data entry'!$D$24)*'Farm data entry'!$D$23,0)*10*'Farm data entry'!$D$10","v":0},{"$f":"AND(C10769>='Farm data entry'!$E$15,Hydrology!C10769<='Farm data entry'!$E$16)","v":true},0,{"$f":"VLOOKUP($A10769,ETo!$A$3:$N$10959,Hydrology!$D$1,FALSE)","v":2.6850364},{"$f":"(H10769*'Farm data entry'!$D$25)","v":1.8795254799999999},{"$f":"kc(C10769,Kc!$E$9:$H$9,Kc!$I$9:$K$9)","v":0.64117647058823524},1.2051075136470586,{"$f":"K10769*10*'Farm data entry'!$E$22","v":24.102150272941174},{"$f":"(L10769*'Farm data entry'!$D$14)","v":3.6153225409411758},27.717472813882349,27.717472813882349,0,379.9070358685704,0,27.717472813882349,0,1367.630480834561,0,27.717472813882349,0,2367.6304808345571,0]
["2015-06-24",2015,175,{"$f":"VLOOKUP($A10770,Rainfall!$D$3:$Q$10959,Hydrology!$D$1,FALSE)","v":0},{"$f":"MAX((D10770-'Farm data entry'!$D$24)*'Farm data entry'!$D$23,0)*10*'Farm data entry'!$D$10","v":0},{"$f":"AND(C10770>='Farm data entry'!$E$15,Hydrology!C10770<='Farm data entry'!$E$16)","v":true},0,{"$f":"VLOOKUP($A10770,ETo!$A$3:$N$10959,Hydrology!$D$1,FALSE)","v":3.6043067},{"$f":"(H10770*'Farm data entry'!$D$25)","v":2.5230146899999997},{"$f":"kc(C10770,Kc!$E$9:$H$9,Kc!$I$9:$K$9)","v":0.64411764705882346},1.6251182856176467,{"$f":"K10770*10*'Farm data entry'!$E$22","v":32.502365712352933},{"$f":"(L10770*'Farm data entry'!$D$14)","v":4.8753548568529395},37.37772056920587,37.37772056920587,0,342.52931529936455,0,37.37772056920587,0,1330.2527602653552,0,37.37772056920587,0,2330.2527602653513,0]
["2015-06-25",2015,176,{"$f":"VLOOKUP($A10771,Rainfall!$D$3:$Q$10959,Hydrology!$D$1,FALSE)","v":0},{"$f":"MAX((D10771-'Farm data entry'!$D$24)*'Farm data entry'!$D$23,0)*10*'Farm data entry'!$D$10","v":0},{"$f":"AND(C10771>='Farm data entry'!$E$15,Hydrology!C10771<='Farm data entry'!$E$16)","v":true},0,{"$f":"VLOOKUP($A10771,ETo!$A$3:$N$10959,Hydrology!$D$1,FALSE)","v":3.6294887},{"$f":"(H10771*'Farm data entry'!$D$25)","v":2.54064209},{"$f":"kc(C10771,Kc!$E$9:$H$9,Kc!$I$9:$K$9)","v":0.6470588235294118},1.643944881764706,{"$f":"K10771*10*'Farm data entry'!$E$22","v":32.878897635294123},{"$f":"(L10771*'Farm data entry'!$D$14)","v":4.931834645294118},37.81073228058824,37.81073228058824,0,304.71858301877631,0,37.81073228058824,0,1292.4420279847668,0,37.81073228058824,0,2292.4420279847632,0]
["2015-06-26",2015,177,{"$f":"VLOOKUP($A10772,Rainfall!$D$3:$Q$10959,Hydrology!$D$1,FALSE)","v":0},{"$f":"MAX((D10772-'Farm data entry'!$D$24)*'Farm data entry'!$D$23,0)*10*'Farm data entry'!$D$10","v":0},{"$f":"AND(C10772>='Farm data entry'!$E$15,Hydrology!C10772<='Farm data entry'!$E$16)","v":true},0,{"$f":"VLOOKUP($A10772,ETo!$A$3:$N$10959,Hydrology!$D$1,FALSE)","v":2.8717557999999999},{"$f":"(H10772*'Farm data entry'!$D$25)","v":2.0102290599999999},{"$f":"kc(C10772,Kc!$E$9:$H$9,Kc!$I$9:$K$9)","v":0.65},1.3066488890000001,{"$f":"K10772*10*'Farm data entry'!$E$22","v":26.132977780000001},{"$f":"(L10772*'Farm data entry'!$D$14)","v":3.9199466670000001},30.052924447000002,30.052924447000002,0,274.66565857177631,0,30.052924447000002,0,1262.3891035377669,0,30.052924447000002,0,2262.3891035377633,0]
["2015-06-27",2015,178,{"$f":"VLOOKUP($A10773,Rainfall!$D$3:$Q$10959,Hydrology!$D$1,FALSE)","v":0},{"$f":"MAX((D10773-'Farm data entry'!$D$24)*'Farm data entry'!$D$23,0)*10*'Farm data entry'!$D$10","v":0},{"$f":"AND(C10773>='Farm data entry'!$E$15,Hydrology!C10773<='Farm data entry'!$E$16)","v":true},0,{"$f":"VLOOKUP($A10773,ETo!$A$3:$N$10959,Hydrology!$D$1,FALSE)","v":3.93059},{"$f":"(H10773*'Farm data entry'!$D$25)","v":2.7514129999999999},{"$f":"kc(C10773,Kc!$E$9:$H$9,Kc!$I$9:$K$9)","v":0.65294117647058825},1.7965108411764705,{"$f":"K10773*10*'Farm data entry'!$E$22","v":35.930216823529413},{"$f":"(L10773*'Farm data entry'!$D$14)","v":5.3895325235294118},41.319749347058824,41.319749347058824,0,233.34590922471747,0,41.319749347058824,0,1221.0693541907081,0,41.319749347058824,0,2221.0693541907044,0]
["2015-06-28",2015,179,{"$f":"VLOOKUP($A10774,Rainfall!$D$3:$Q$10959,Hydrology!$D$1,FALSE)","v":0},{"$f":"MAX((D10774-'Farm data entry'!$D$24)*'Farm data entry'!$D$23,0)*10*'Farm data entry'!$D$10","v":0},{"$f":"AND(C10774>='Farm data entry'!$E$15,Hydrology!C10774<='Farm data entry'!$E$16)","v":true},0,{"$f":"VLOOKUP($A10774,ETo!$A$3:$N$10959,Hydrology!$D$1,FALSE)","v":2.2173314},{"$f":"(H10774*'Farm data entry'!$D$25)","v":1.55213198},{"$f":"kc(C10774,Kc!$E$9:$H$9,Kc!$I$9:$K$9)","v":0.65588235294117647},1.018015975117647,{"$f":"K10774*10*'Farm data entry'!$E$22","v":20.36031950235294},{"$f":"(L10774*'Farm data entry'!$D$14)","v":3.0540479253529411},23.41436742770588,23.41436742770588,0,209.93154179701159,0,23.41436742770588,0,1197.6549867630022,0,23.41436742770588,0,2197.6549867629988,0]
["2015-06-29",2015,180,{"$f":"VLOOKUP($A10775,Rainfall!$D$3:$Q$10959,Hydrology!$D$1,FALSE)","v":0},{"$f":"MAX((D10775-'Farm data entry'!$D$24)*'Farm data entry'!$D$23,0)*10*'Farm data entry'!$D$10","v":0},{"$f":"AND(C10775>='Farm data entry'!$E$15,Hydrology!C10775<='Farm data entry'!$E$16)","v":true},0,{"$f":"VLOOKUP($A10775,ETo!$A$3:$N$10959,Hydrology!$D$1,FALSE)","v":4.2660885000000004},{"$f":"(H10775*'Farm data entry'!$D$25)","v":2.9862619500000003},{"$f":"kc(C10775,Kc!$E$9:$H$9,Kc!$I$9:$K$9)","v":0.6588235294117647},1.967419637647059,{"$f":"K10775*10*'Farm data entry'!$E$22","v":39.34839275294118},{"$f":"(L10775*'Farm data entry'!$D$14)","v":5.9022589129411767},45.250651665882359,45.250651665882359,0,164.68089013112922,0,45.250651665882359,0,1152.4043350971199,0,45.250651665882359,0,2152.4043350971165,0]
["2015-06-30",2015,181,{"$f":"VLOOKUP($A10776,Rainfall!$D$3:$Q$10959,Hydrology!$D$1,FALSE)","v":0},{"$f":"MAX((D10776-'Farm data entry'!$D$24)*'Farm data entry'!$D$23,0)*10*'Farm data entry'!$D$10","v":0},{"$f":"AND(C10776>='Farm data entry'!$E$15,Hydrology!C10776<='Farm data entry'!$E$16)","v":true},0,{"$f":"VLOOKUP($A10776,ETo!$A$3:$N$10959,Hydrology!$D$1,FALSE)","v":5.0417779999999999},{"$f":"(H10776*'Farm data entry'!$D$25)","v":3.5292445999999997},{"$f":"kc(C10776,Kc!$E$9:$H$9,Kc!$I$9:$K$9)","v":0.66176470588235292},2.3355295147058821,{"$f":"K10776*10*'Farm data entry'!$E$22","v":46.710590294117644},{"$f":"(L10776*'Farm data entry'!$D$14)","v":7.0065885441176468},53.717178838235291,53.717178838235291,0,110.96371129289392,0,53.717178838235291,0,1098.6871562588847,0,53.717178838235291,0,2098.6871562588813,0]
["2015-07-01",2015,182,{"$f":"VLOOKUP($A10777,Rainfall!$D$3:$Q$10959,Hydrology!$D$1,FALSE)","v":0},{"$f":"MAX((D10777-'Farm data entry'!$D$24)*'Farm data entry'!$D$23,0)*10*'Farm data entry'!$D$10","v":0},{"$f":"AND(C10777>='Farm data entry'!$E$15,Hydrology!C10777<='Farm data entry'!$E$16)","v":true},0,{"$f":"VLOOKUP($A10777,ETo!$A$3:$N$10959,Hydrology!$D$1,FALSE)","v":5.1164103000000001},{"$f":"(H10777*'Farm data entry'!$D$25)","v":3.5814872099999997},{"$f":"kc(C10777,Kc!$E$9:$H$9,Kc!$I$9:$K$9)","v":0.66470588235294115},2.3806356160588233,{"$f":"K10777*10*'Farm data entry'!$E$22","v":47.612712321176467},{"$f":"(L10777*'Farm data entry'!$D$14)","v":7.14190684817647},54.754619169352935,54.754619169352935,0,56.209092123540984,0,54.754619169352935,0,1043.9325370895317,0,54.754619169352935,0,2043.9325370895283,0]
["2015-07-02",2015,183,{"$f":"VLOOKUP($A10778,Rainfall!$D$3:$Q$10959,Hydrology!$D$1,FALSE)","v":0.78636363840000001},{"$f":"MAX((D10778-'Farm data entry'!$D$24)*'Farm data entry'!$D$23,0)*10*'Farm data entry'!$D$10","v":0},{"$f":"AND(C10778>='Farm data entry'!$E$15,Hydrology!C10778<='Farm data entry'!$E$16)","v":true},0,{"$f":"VLOOKUP($A10778,ETo!$A$3:$N$10959,Hydrology!$D$1,FALSE)","v":2.5012343000000001},{"$f":"(H10778*'Farm data entry'!$D$25)","v":1.7508640099999999},{"$f":"kc(C10778,Kc!$E$9:$H$9,Kc!$I$9:$K$9)","v":0.66764705882352937},1.1689592066764705,{"$f":"K10778*10*'Farm data entry'!$E$22","v":23.37918413352941},{"$f":"(L10778*'Farm data entry'!$D$14)","v":3.5068776200294116},26.88606175355882,26.88606175355882,0,29.323030369982163,0,26.88606175355882,0,1017.0464753359729,0,26.88606175355882,0,2017.0464753359695,0]
["2015-07-03",2015,184,{"$f":"VLOOKUP($A10779,Rainfall!$D$3:$Q$10959,Hydrology!$D$1,FALSE)","v":1.4744318975999999},{"$f":"MAX((D10779-'Farm data entry'!$D$24)*'Farm data entry'!$D$23,0)*10*'Farm data entry'!$D$10","v":0},{"$f":"AND(C10779>='Farm data entry'!$E$15,Hydrology!C10779<='Farm data entry'!$E$16)","v":true},0,{"$f":"VLOOKUP($A10779,ETo!$A$3:$N$10959,Hydrology!$D$1,FALSE)","v":4.0965575999999997},{"$f":"(H10779*'Farm data entry'!$D$25)","v":2.8675903199999997},{"$f":"kc(C10779,Kc!$E$9:$H$9,Kc!$I$9:$K$9)","v":0.67058823529411771},1.9229723322352941,{"$f":"K10779*10*'Farm data entry'!$E$22","v":38.459446644705878},{"$f":"(L10779*'Farm data entry'!$D$14)","v":5.7689169967058813},44.228363641411761,29.323030369982163,0,0,14.905333271429598,44.228363641411761,0,972.81811169456114,0,44.228363641411761,0,1972.8181116945577,0]
["2015-07-04",2015,185,{"$f":"VLOOKUP($A10780,Rainfall!$D$3:$Q$10959,Hydrology!$D$1,FALSE)","v":3.5386362431999996},{"$f":"MAX((D10780-'Farm data entry'!$D$24)*'Farm data entry'!$D$23,0)*10*'Farm data entry'!$D$10","v":29.234088620799991},{"$f":"AND(C10780>='Farm data entry'!$E$15,Hydrology!C10780<='Farm data entry'!$E$16)","v":true},29.234088620799991,{"$f":"VLOOKUP($A10780,ETo!$A$3:$N$10959,Hydrology!$D$1,FALSE)","v":3.8548635999999998},{"$f":"(H10780*'Farm data entry'!$D$25)","v":2.6984045199999995},{"$f":"kc(C10780,Kc!$E$9:$H$9,Kc!$I$9:$K$9)","v":0.67352941176470593},1.8174548090588234,{"$f":"K10780*10*'Farm data entry'!$E$22","v":36.349096181176471},{"$f":"(L10780*'Farm data entry'!$D$14)","v":5.4523644271764704},41.80146060835294,29.234088620799991,0,0,12.567371987552949,41.80146060835294,0,960.25073970700817,0,41.80146060835294,0,1960.2507397070049,0]
["2015-07-05",2015,186,{"$f":"VLOOKUP($A10781,Rainfall!$D$3:$Q$10959,Hydrology!$D$1,FALSE)","v":2.0642045184},{"$f":"MAX((D10781-'Farm data entry'!$D$24)*'Farm data entry'!$D$23,0)*10*'Farm data entry'!$D$10","v":1.2198858495999994},{"$f":"AND(C10781>='Farm data entry'!$E$15,Hydrology!C10781<='Farm data entry'!$E$16)","v":true},1.2198858495999994,{"$f":"VLOOKUP($A10781,ETo!$A$3:$N$10959,Hydrology!$D$1,FALSE)","v":2.5145433000000001},{"$f":"(H10781*'Farm data entry'!$D$25)","v":1.76018031},{"$f":"kc(C10781,Kc!$E$9:$H$9,Kc!$I$9:$K$9)","v":0.67647058823529416},1.1907102097058824,{"$f":"K10781*10*'Farm data entry'!$E$22","v":23.814204194117647},{"$f":"(L10781*'Farm data entry'!$D$14)","v":3.5721306291176469},27.386334823235295,1.2198858495999994,0,0,26.166448973635294,27.386334823235295,0,934.08429073337288,0,27.386334823235295,0,1934.0842907333695,0]
["2015-07-06",2015,187,{"$f":"VLOOKUP($A10782,Rainfall!$D$3:$Q$10959,Hydrology!$D$1,FALSE)","v":0},{"$f":"MAX((D10782-'Farm data entry'!$D$24)*'Farm data entry'!$D$23,0)*10*'Farm data entry'!$D$10","v":0},{"$f":"AND(C10782>='Farm data entry'!$E$15,Hydrology!C10782<='Farm data entry'!$E$16)","v":true},0,{"$f":"VLOOKUP($A10782,ETo!$A$3:$N$10959,Hydrology!$D$1,FALSE)","v":3.6239188000000002},{"$f":"(H10782*'Farm data entry'!$D$25)","v":2.5367431599999999},{"$f":"kc(C10782,Kc!$E$9:$H$9,Kc!$I$9:$K$9)","v":0.67941176470588238},1.7234931469411765,{"$f":"K10782*10*'Farm data entry'!$E$22","v":34.469862938823532},{"$f":"(L10782*'Farm data entry'!$D$14)","v":5.1704794408235299},39.640342379647059,0,0,0,39.640342379647059,39.640342379647059,0,894.44394835372577,0,39.640342379647059,0,1894.4439483537224,0]
["2015-07-07",2015,188,{"$f":"VLOOKUP($A10783,Rainfall!$D$3:$Q$10959,Hydrology!$D$1,FALSE)","v":0.19659090528000001},{"$f":"MAX((D10783-'Farm data entry'!$D$24)*'Farm data entry'!$D$23,0)*10*'Farm data entry'!$D$10","v":0},{"$f":"AND(C10783>='Farm data entry'!$E$15,Hydrology!C10783<='Farm data entry'!$E$16)","v":true},0,{"$f":"VLOOKUP($A10783,ETo!$A$3:$N$10959,Hydrology!$D$1,FALSE)","v":3.1550999000000002},{"$f":"(H10783*'Farm data entry'!$D$25)","v":2.2085699299999999},{"$f":"kc(C10783,Kc!$E$9:$H$9,Kc!$I$9:$K$9)","v":0.68235294117647061},1.5070241875294117,{"$f":"K10783*10*'Farm data entry'!$E$22","v":30.140483750588235},{"$f":"(L10783*'Farm data entry'!$D$14)","v":4.5210725625882349},34.661556313176469,0,0,0,34.661556313176469,34.661556313176469,0,859.78239204054933,0,34.661556313176469,0,1859.7823920405458,0]
["2015-07-08",2015,189,{"$f":"VLOOKUP($A10784,Rainfall!$D$3:$Q$10959,Hydrology!$D$1,FALSE)","v":0},{"$f":"MAX((D10784-'Farm data entry'!$D$24)*'Farm data entry'!$D$23,0)*10*'Farm data entry'!$D$10","v":0},{"$f":"AND(C10784>='Farm data entry'!$E$15,Hydrology!C10784<='Farm data entry'!$E$16)","v":true},0,{"$f":"VLOOKUP($A10784,ETo!$A$3:$N$10959,Hydrology!$D$1,FALSE)","v":2.8477836000000001},{"$f":"(H10784*'Farm data entry'!$D$25)","v":1.9934485199999998},{"$f":"kc(C10784,Kc!$E$9:$H$9,Kc!$I$9:$K$9)","v":0.68529411764705883},1.3660985445882352,{"$f":"K10784*10*'Farm data entry'!$E$22","v":27.321970891764703},{"$f":"(L10784*'Farm data entry'!$D$14)","v":4.098295633764705},31.420266525529406,0,0,0,31.420266525529406,31.420266525529406,0,828.3621255150199,0,31.420266525529406,0,1828.3621255150165,0]
["2015-07-09",2015,190,{"$f":"VLOOKUP($A10785,Rainfall!$D$3:$Q$10959,Hydrology!$D$1,FALSE)","v":0},{"$f":"MAX((D10785-'Farm data entry'!$D$24)*'Farm data entry'!$D$23,0)*10*'Farm data entry'!$D$10","v":0},{"$f":"AND(C10785>='Farm data entry'!$E$15,Hydrology!C10785<='Farm data entry'!$E$16)","v":true},0,{"$f":"VLOOKUP($A10785,ETo!$A$3:$N$10959,Hydrology!$D$1,FALSE)","v":4.0116662999999999},{"$f":"(H10785*'Farm data entry'!$D$25)","v":2.8081664099999997},{"$f":"kc(C10785,Kc!$E$9:$H$9,Kc!$I$9:$K$9)","v":0.68823529411764706},1.9326792351176467,{"$f":"K10785*10*'Farm data entry'!$E$22","v":38.653584702352937},{"$f":"(L10785*'Farm data entry'!$D$14)","v":5.7980377053529404},44.451622407705877,0,0,0,44.451622407705877,44.451622407705877,0,783.91050310731407,0,44.451622407705877,0,1783.9105031073107,0]
["2015-07-10",2015,191,{"$f":"VLOOKUP($A10786,Rainfall!$D$3:$Q$10959,Hydrology!$D$1,FALSE)","v":0},{"$f":"MAX((D10786-'Farm data entry'!$D$24)*'Farm data entry'!$D$23,0)*10*'Farm data entry'!$D$10","v":0},{"$f":"AND(C10786>='Farm data entry'!$E$15,Hydrology!C10786<='Farm data entry'!$E$16)","v":true},0,{"$f":"VLOOKUP($A10786,ETo!$A$3:$N$10959,Hydrology!$D$1,FALSE)","v":4.1980157},{"$f":"(H10786*'Farm data entry'!$D$25)","v":2.9386109899999999},{"$f":"kc(C10786,Kc!$E$9:$H$9,Kc!$I$9:$K$9)","v":0.69117647058823528},2.0310987725,{"$f":"K10786*10*'Farm data entry'!$E$22","v":40.621975450000001},{"$f":"(L10786*'Farm data entry'!$D$14)","v":6.0932963175000001},46.715271767499999,0,0,0,46.715271767499999,46.715271767499999,0,737.19523133981409,0,46.715271767499999,0,1737.1952313398106,0]
["2015-07-11",2015,192,{"$f":"VLOOKUP($A10787,Rainfall!$D$3:$Q$10959,Hydrology!$D$1,FALSE)","v":9.8295456959999999E-2},{"$f":"MAX((D10787-'Farm data entry'!$D$24)*'Farm data entry'!$D$23,0)*10*'Farm data entry'!$D$10","v":0},{"$f":"AND(C10787>='Farm data entry'!$E$15,Hydrology!C10787<='Farm data entry'!$E$16)","v":true},0,{"$f":"VLOOKUP($A10787,ETo!$A$3:$N$10959,Hydrology!$D$1,FALSE)","v":4.2127686000000004},{"$f":"(H10787*'Farm data entry'!$D$25)","v":2.9489380199999999},{"$f":"kc(C10787,Kc!$E$9:$H$9,Kc!$I$9:$K$9)","v":0.69411764705882351},2.0469099197647056,{"$f":"K10787*10*'Farm data entry'!$E$22","v":40.938198395294108},{"$f":"(L10787*'Farm data entry'!$D$14)","v":6.1407297592941159},47.078928154588226,0,0,0,47.078928154588226,47.078928154588226,0,690.11630318522589,0,47.078928154588226,0,1690.1163031852223,0]
["2015-07-12",2015,193,{"$f":"VLOOKUP($A10788,Rainfall!$D$3:$Q$10959,Hydrology!$D$1,FALSE)","v":0.4914772416},{"$f":"MAX((D10788-'Farm data entry'!$D$24)*'Farm data entry'!$D$23,0)*10*'Farm data entry'!$D$10","v":0},{"$f":"AND(C10788>='Farm data entry'!$E$15,Hydrology!C10788<='Farm data entry'!$E$16)","v":true},0,{"$f":"VLOOKUP($A10788,ETo!$A$3:$N$10959,Hydrology!$D$1,FALSE)","v":1.7006737999999999},{"$f":"(H10788*'Farm data entry'!$D$25)","v":1.1904716599999998},{"$f":"kc(C10788,Kc!$E$9:$H$9,Kc!$I$9:$K$9)","v":0.69705882352941173},0.82982877476470573,{"$f":"K10788*10*'Farm data entry'!$E$22","v":16.596575495294115},{"$f":"(L10788*'Farm data entry'!$D$14)","v":2.4894863242941172},19.086061819588231,0,0,0,19.086061819588231,19.086061819588231,0,671.03024136563761,0,19.086061819588231,0,1671.0302413656341,0]
["2015-07-13",2015,194,{"$f":"VLOOKUP($A10789,Rainfall!$D$3:$Q$10959,Hydrology!$D$1,FALSE)","v":0.4914772416},{"$f":"MAX((D10789-'Farm data entry'!$D$24)*'Farm data entry'!$D$23,0)*10*'Farm data entry'!$D$10","v":0},{"$f":"AND(C10789>='Farm data entry'!$E$15,Hydrology!C10789<='Farm data entry'!$E$16)","v":true},0,{"$f":"VLOOKUP($A10789,ETo!$A$3:$N$10959,Hydrology!$D$1,FALSE)","v":1.3126001},{"$f":"(H10789*'Farm data entry'!$D$25)","v":0.91882006999999999},{"$f":"kc(C10789,Kc!$E$9:$H$9,Kc!$I$9:$K$9)","v":0.7},0.64317404899999997,{"$f":"K10789*10*'Farm data entry'!$E$22","v":12.863480979999999},{"$f":"(L10789*'Farm data entry'!$D$14)","v":1.9295221469999997},14.793003126999999,0,0,0,14.793003126999999,14.793003126999999,0,656.23723823863759,0,14.793003126999999,0,1656.2372382386341,0]
["2015-07-14",2015,195,{"$f":"VLOOKUP($A10790,Rainfall!$D$3:$Q$10959,Hydrology!$D$1,FALSE)","v":0.58977273312},{"$f":"MAX((D10790-'Farm data entry'!$D$24)*'Farm data entry'!$D$23,0)*10*'Farm data entry'!$D$10","v":0},{"$f":"AND(C10790>='Farm data entry'!$E$15,Hydrology!C10790<='Farm data entry'!$E$16)","v":true},0,{"$f":"VLOOKUP($A10790,ETo!$A$3:$N$10959,Hydrology!$D$1,FALSE)","v":1.6686034000000001},{"$f":"(H10790*'Farm data entry'!$D$25)","v":1.16802238},{"$f":"kc(C10790,Kc!$E$9:$H$9,Kc!$I$9:$K$9)","v":0.70294117647058818},0.8210510259411764,{"$f":"K10790*10*'Farm data entry'!$E$22","v":16.421020518823529},{"$f":"(L10790*'Farm data entry'!$D$14)","v":2.4631530778235291},18.884173596647059,0,0,0,18.884173596647059,18.884173596647059,0,637.3530646419905,0,18.884173596647059,0,1637.353064641987,0]
["2015-07-15",2015,196,{"$f":"VLOOKUP($A10791,Rainfall!$D$3:$Q$10959,Hydrology!$D$1,FALSE)","v":0},{"$f":"MAX((D10791-'Farm data entry'!$D$24)*'Farm data entry'!$D$23,0)*10*'Farm data entry'!$D$10","v":0},{"$f":"AND(C10791>='Farm data entry'!$E$15,Hydrology!C10791<='Farm data entry'!$E$16)","v":true},0,{"$f":"VLOOKUP($A10791,ETo!$A$3:$N$10959,Hydrology!$D$1,FALSE)","v":2.0252469999999998},{"$f":"(H10791*'Farm data entry'!$D$25)","v":1.4176728999999997},{"$f":"kc(C10791,Kc!$E$9:$H$9,Kc!$I$9:$K$9)","v":0.70588235294117641},1.0007102823529408,{"$f":"K10791*10*'Farm data entry'!$E$22","v":20.014205647058816},{"$f":"(L10791*'Farm data entry'!$D$14)","v":3.0021308470588224},23.016336494117638,0,0,0,23.016336494117638,23.016336494117638,0,614.33672814787292,0,23.016336494117638,0,1614.3367281478693,0]
["2015-07-16",2015,197,{"$f":"VLOOKUP($A10792,Rainfall!$D$3:$Q$10959,Hydrology!$D$1,FALSE)","v":0},{"$f":"MAX((D10792-'Farm data entry'!$D$24)*'Farm data entry'!$D$23,0)*10*'Farm data entry'!$D$10","v":0},{"$f":"AND(C10792>='Farm data entry'!$E$15,Hydrology!C10792<='Farm data entry'!$E$16)","v":true},0,{"$f":"VLOOKUP($A10792,ETo!$A$3:$N$10959,Hydrology!$D$1,FALSE)","v":2.3594189999999999},{"$f":"(H10792*'Farm data entry'!$D$25)","v":1.6515932999999998},{"$f":"kc(C10792,Kc!$E$9:$H$9,Kc!$I$9:$K$9)","v":0.70882352941176463},1.1706881920588232,{"$f":"K10792*10*'Farm data entry'!$E$22","v":23.413763841176465},{"$f":"(L10792*'Farm data entry'!$D$14)","v":3.5120645761764697},26.925828417352935,0,0,0,26.925828417352935,26.925828417352935,0,587.41089973051999,0,26.925828417352935,0,1587.4108997305163,0]
["2015-07-17",2015,198,{"$f":"VLOOKUP($A10793,Rainfall!$D$3:$Q$10959,Hydrology!$D$1,FALSE)","v":0},{"$f":"MAX((D10793-'Farm data entry'!$D$24)*'Farm data entry'!$D$23,0)*10*'Farm data entry'!$D$10","v":0},{"$f":"AND(C10793>='Farm data entry'!$E$15,Hydrology!C10793<='Farm data entry'!$E$16)","v":true},0,{"$f":"VLOOKUP($A10793,ETo!$A$3:$N$10959,Hydrology!$D$1,FALSE)","v":2.9160113000000001},{"$f":"(H10793*'Farm data entry'!$D$25)","v":2.0412079099999998},{"$f":"kc(C10793,Kc!$E$9:$H$9,Kc!$I$9:$K$9)","v":0.71176470588235297},1.4528597477058822,{"$f":"K10793*10*'Farm data entry'!$E$22","v":29.057194954117644},{"$f":"(L10793*'Farm data entry'!$D$14)","v":4.3585792431176467},33.415774197235294,0,0,0,33.415774197235294,33.415774197235294,0,553.99512553328464,0,33.415774197235294,0,1553.995125533281,0]
["2015-07-18",2015,199,{"$f":"VLOOKUP($A10794,Rainfall!$D$3:$Q$10959,Hydrology!$D$1,FALSE)","v":0.78636363840000001},{"$f":"MAX((D10794-'Farm data entry'!$D$24)*'Farm data entry'!$D$23,0)*10*'Farm data entry'!$D$10","v":0},{"$f":"AND(C10794>='Farm data entry'!$E$15,Hydrology!C10794<='Farm data entry'!$E$16)","v":true},0,{"$f":"VLOOKUP($A10794,ETo!$A$3:$N$10959,Hydrology!$D$1,FALSE)","v":3.5506768000000002},{"$f":"(H10794*'Farm data entry'!$D$25)","v":2.4854737600000001},{"$f":"kc(C10794,Kc!$E$9:$H$9,Kc!$I$9:$K$9)","v":0.71470588235294119},1.7763827167058825,{"$f":"K10794*10*'Farm data entry'!$E$22","v":35.527654334117649},{"$f":"(L10794*'Farm data entry'!$D$14)","v":5.3291481501176472},40.856802484235295,0,0,0,40.856802484235295,40.856802484235295,0,513.13832304904929,0,40.856802484235295,0,1513.1383230490458,0]
["2015-07-19",2015,200,{"$f":"VLOOKUP($A10795,Rainfall!$D$3:$Q$10959,Hydrology!$D$1,FALSE)","v":0},{"$f":"MAX((D10795-'Farm data entry'!$D$24)*'Farm data entry'!$D$23,0)*10*'Farm data entry'!$D$10","v":0},{"$f":"AND(C10795>='Farm data entry'!$E$15,Hydrology!C10795<='Farm data entry'!$E$16)","v":true},0,{"$f":"VLOOKUP($A10795,ETo!$A$3:$N$10959,Hydrology!$D$1,FALSE)","v":3.7113399999999999},{"$f":"(H10795*'Farm data entry'!$D$25)","v":2.5979379999999996},{"$f":"kc(C10795,Kc!$E$9:$H$9,Kc!$I$9:$K$9)","v":0.71764705882352942},1.8644025647058822,{"$f":"K10795*10*'Farm data entry'!$E$22","v":37.288051294117643},{"$f":"(L10795*'Farm data entry'!$D$14)","v":5.5932076941176465},42.881258988235288,0,0,0,42.881258988235288,42.881258988235288,0,470.257064060814,0,42.881258988235288,0,1470.2570640608105,0]
["2015-07-20",2015,201,{"$f":"VLOOKUP($A10796,Rainfall!$D$3:$Q$10959,Hydrology!$D$1,FALSE)","v":9.8295456959999999E-2},{"$f":"MAX((D10796-'Farm data entry'!$D$24)*'Farm data entry'!$D$23,0)*10*'Farm data entry'!$D$10","v":0},{"$f":"AND(C10796>='Farm data entry'!$E$15,Hydrology!C10796<='Farm data entry'!$E$16)","v":true},0,{"$f":"VLOOKUP($A10796,ETo!$A$3:$N$10959,Hydrology!$D$1,FALSE)","v":1.4671525999999999},{"$f":"(H10796*'Farm data entry'!$D$25)","v":1.02700682},{"$f":"kc(C10796,Kc!$E$9:$H$9,Kc!$I$9:$K$9)","v":0.72058823529411764},0.74004903205882355,{"$f":"K10796*10*'Farm data entry'!$E$22","v":14.800980641176471},{"$f":"(L10796*'Farm data entry'!$D$14)","v":2.2201470961764707},17.021127737352941,0,0,0,17.021127737352941,17.021127737352941,0,453.23593632346103,0,17.021127737352941,0,1453.2359363234575,0]
["2015-07-21",2015,202,{"$f":"VLOOKUP($A10797,Rainfall!$D$3:$Q$10959,Hydrology!$D$1,FALSE)","v":0},{"$f":"MAX((D10797-'Farm data entry'!$D$24)*'Farm data entry'!$D$23,0)*10*'Farm data entry'!$D$10","v":0},{"$f":"AND(C10797>='Farm data entry'!$E$15,Hydrology!C10797<='Farm data entry'!$E$16)","v":true},0,{"$f":"VLOOKUP($A10797,ETo!$A$3:$N$10959,Hydrology!$D$1,FALSE)","v":4.0088080000000001},{"$f":"(H10797*'Farm data entry'!$D$25)","v":2.8061655999999999},{"$f":"kc(C10797,Kc!$E$9:$H$9,Kc!$I$9:$K$9)","v":0.72352941176470587},2.0303433458823528,{"$f":"K10797*10*'Farm data entry'!$E$22","v":40.606866917647054},{"$f":"(L10797*'Farm data entry'!$D$14)","v":6.0910300376470579},46.697896955294112,0,0,0,46.697896955294112,46.697896955294112,0,406.53803936816689,0,46.697896955294112,0,1406.5380393681635,0]
["2015-07-22",2015,203,{"$f":"VLOOKUP($A10798,Rainfall!$D$3:$Q$10959,Hydrology!$D$1,FALSE)","v":0},{"$f":"MAX((D10798-'Farm data entry'!$D$24)*'Farm data entry'!$D$23,0)*10*'Farm data entry'!$D$10","v":0},{"$f":"AND(C10798>='Farm data entry'!$E$15,Hydrology!C10798<='Farm data entry'!$E$16)","v":true},0,{"$f":"VLOOKUP($A10798,ETo!$A$3:$N$10959,Hydrology!$D$1,FALSE)","v":2.7409759999999999},{"$f":"(H10798*'Farm data entry'!$D$25)","v":1.9186831999999998},{"$f":"kc(C10798,Kc!$E$9:$H$9,Kc!$I$9:$K$9)","v":0.72647058823529409},1.3938669129411763,{"$f":"K10798*10*'Farm data entry'!$E$22","v":27.877338258823524},{"$f":"(L10798*'Farm data entry'!$D$14)","v":4.1816007388235281},32.058938997647054,0,0,0,32.058938997647054,32.058938997647054,0,374.47910037051986,0,32.058938997647054,0,1374.4791003705163,0]
["2015-07-23",2015,204,{"$f":"VLOOKUP($A10799,Rainfall!$D$3:$Q$10959,Hydrology!$D$1,FALSE)","v":0.58977273312},{"$f":"MAX((D10799-'Farm data entry'!$D$24)*'Farm data entry'!$D$23,0)*10*'Farm data entry'!$D$10","v":0},{"$f":"AND(C10799>='Farm data entry'!$E$15,Hydrology!C10799<='Farm data entry'!$E$16)","v":true},0,{"$f":"VLOOKUP($A10799,ETo!$A$3:$N$10959,Hydrology!$D$1,FALSE)","v":2.8061919999999998},{"$f":"(H10799*'Farm data entry'!$D$25)","v":1.9643343999999998},{"$f":"kc(C10799,Kc!$E$9:$H$9,Kc!$I$9:$K$9)","v":0.72941176470588232},1.4328086211764703,{"$f":"K10799*10*'Farm data entry'!$E$22","v":28.656172423529405},{"$f":"(L10799*'Farm data entry'!$D$14)","v":4.2984258635294106},32.954598287058815,0,0,0,32.954598287058815,32.954598287058815,0,341.52450208346102,0,32.954598287058815,0,1341.5245020834575,0]
["2015-07-24",2015,205,{"$f":"VLOOKUP($A10800,Rainfall!$D$3:$Q$10959,Hydrology!$D$1,FALSE)","v":16.710226560000002},{"$f":"MAX((D10800-'Farm data entry'!$D$24)*'Farm data entry'!$D$23,0)*10*'Farm data entry'!$D$10","v":279.49430464},{"$f":"AND(C10800>='Farm data entry'!$E$15,Hydrology!C10800<='Farm data entry'!$E$16)","v":true},279.49430464,{"$f":"VLOOKUP($A10800,ETo!$A$3:$N$10959,Hydrology!$D$1,FALSE)","v":0.77509433000000005},{"$f":"(H10800*'Farm data entry'!$D$25)","v":0.542566031},{"$f":"kc(C10800,Kc!$E$9:$H$9,Kc!$I$9:$K$9)","v":0.73235294117647054},0.39734982858529411,{"$f":"K10800*10*'Farm data entry'!$E$22","v":7.9469965717058821},{"$f":"(L10800*'Farm data entry'!$D$14)","v":1.1920494857558823},9.1390460574617638,9.1390460574617638,0,270.35525858253823,0,9.1390460574617638,0,611.87976066599924,0,9.1390460574617638,0,1611.8797606659959,0]
["2015-07-25",2015,206,{"$f":"VLOOKUP($A10801,Rainfall!$D$3:$Q$10959,Hydrology!$D$1,FALSE)","v":0.8846590607999999},{"$f":"MAX((D10801-'Farm data entry'!$D$24)*'Farm data entry'!$D$23,0)*10*'Farm data entry'!$D$10","v":0},{"$f":"AND(C10801>='Farm data entry'!$E$15,Hydrology!C10801<='Farm data entry'!$E$16)","v":true},0,{"$f":"VLOOKUP($A10801,ETo!$A$3:$N$10959,Hydrology!$D$1,FALSE)","v":3.0494785000000002},{"$f":"(H10801*'Farm data entry'!$D$25)","v":2.1346349500000001},{"$f":"kc(C10801,Kc!$E$9:$H$9,Kc!$I$9:$K$9)","v":0.73529411764705888},1.5695845220588238,{"$f":"K10801*10*'Farm data entry'!$E$22","v":31.391690441176475},{"$f":"(L10801*'Farm data entry'!$D$14)","v":4.7087535661764708},36.100444007352948,36.100444007352948,0,234.25481457518526,0,36.100444007352948,0,575.77931665864628,0,36.100444007352948,0,1575.779316658643,0]
["2015-07-26",2015,207,{"$f":"VLOOKUP($A10802,Rainfall!$D$3:$Q$10959,Hydrology!$D$1,FALSE)","v":5.7994315200000006},{"$f":"MAX((D10802-'Farm data entry'!$D$24)*'Farm data entry'!$D$23,0)*10*'Farm data entry'!$D$10","v":72.189198880000006},{"$f":"AND(C10802>='Farm data entry'!$E$15,Hydrology!C10802<='Farm data entry'!$E$16)","v":true},72.189198880000006,{"$f":"VLOOKUP($A10802,ETo!$A$3:$N$10959,Hydrology!$D$1,FALSE)","v":1.1919183},{"$f":"(H10802*'Farm data entry'!$D$25)","v":0.83434280999999999},{"$f":"kc(C10802,Kc!$E$9:$H$9,Kc!$I$9:$K$9)","v":0.7382352941176471},0.61594130973529415,{"$f":"K10802*10*'Farm data entry'!$E$22","v":12.318826194705883},{"$f":"(L10802*'Farm data entry'!$D$14)","v":1.8478239292058825},14.166650123911765,14.166650123911765,0,292.27736333127348,0,14.166650123911765,0,633.80186541473461,0,14.166650123911765,0,1633.8018654147313,0]
["2015-07-27",2015,208,{"$f":"VLOOKUP($A10803,Rainfall!$D$3:$Q$10959,Hydrology!$D$1,FALSE)","v":0},{"$f":"MAX((D10803-'Farm data entry'!$D$24)*'Farm data entry'!$D$23,0)*10*'Farm data entry'!$D$10","v":0},{"$f":"AND(C10803>='Farm data entry'!$E$15,Hydrology!C10803<='Farm data entry'!$E$16)","v":true},0,{"$f":"VLOOKUP($A10803,ETo!$A$3:$N$10959,Hydrology!$D$1,FALSE)","v":2.3139927},{"$f":"(H10803*'Farm data entry'!$D$25)","v":1.6197948899999999},{"$f":"kc(C10803,Kc!$E$9:$H$9,Kc!$I$9:$K$9)","v":0.74117647058823533},1.2005538596470589,{"$f":"K10803*10*'Farm data entry'!$E$22","v":24.011077192941176},{"$f":"(L10803*'Farm data entry'!$D$14)","v":3.6016615789411763},27.612738771882352,27.612738771882352,0,264.66462455939114,0,27.612738771882352,0,606.18912664285222,0,27.612738771882352,0,1606.189126642849,0]
["2015-07-28",2015,209,{"$f":"VLOOKUP($A10804,Rainfall!$D$3:$Q$10959,Hydrology!$D$1,FALSE)","v":0},{"$f":"MAX((D10804-'Farm data entry'!$D$24)*'Farm data entry'!$D$23,0)*10*'Farm data entry'!$D$10","v":0},{"$f":"AND(C10804>='Farm data entry'!$E$15,Hydrology!C10804<='Farm data entry'!$E$16)","v":true},0,{"$f":"VLOOKUP($A10804,ETo!$A$3:$N$10959,Hydrology!$D$1,FALSE)","v":3.2161900000000001},{"$f":"(H10804*'Farm data entry'!$D$25)","v":2.2513329999999998},{"$f":"kc(C10804,Kc!$E$9:$H$9,Kc!$I$9:$K$9)","v":0.74411764705882355},1.6752566147058823,{"$f":"K10804*10*'Farm data entry'!$E$22","v":33.505132294117644},{"$f":"(L10804*'Farm data entry'!$D$14)","v":5.0257698441176464},38.530902138235291,38.530902138235291,0,226.13372242115585,0,38.530902138235291,0,567.6582245046169,0,38.530902138235291,0,1567.6582245046138,0]
["2015-07-29",2015,210,{"$f":"VLOOKUP($A10805,Rainfall!$D$3:$Q$10959,Hydrology!$D$1,FALSE)","v":0},{"$f":"MAX((D10805-'Farm data entry'!$D$24)*'Farm data entry'!$D$23,0)*10*'Farm data entry'!$D$10","v":0},{"$f":"AND(C10805>='Farm data entry'!$E$15,Hydrology!C10805<='Farm data entry'!$E$16)","v":true},0,{"$f":"VLOOKUP($A10805,ETo!$A$3:$N$10959,Hydrology!$D$1,FALSE)","v":2.6024851999999998},{"$f":"(H10805*'Farm data entry'!$D$25)","v":1.8217396399999997},{"$f":"kc(C10805,Kc!$E$9:$H$9,Kc!$I$9:$K$9)","v":0.74705882352941178},1.3609466722352939,{"$f":"K10805*10*'Farm data entry'!$E$22","v":27.218933444705876},{"$f":"(L10805*'Farm data entry'!$D$14)","v":4.0828400167058811},31.301773461411756,31.301773461411756,0,194.8319489597441,0,31.301773461411756,0,536.3564510432052,0,31.301773461411756,0,1536.356451043202,0]
["2015-07-30",2015,211,{"$f":"VLOOKUP($A10806,Rainfall!$D$3:$Q$10959,Hydrology!$D$1,FALSE)","v":0},{"$f":"MAX((D10806-'Farm data entry'!$D$24)*'Farm data entry'!$D$23,0)*10*'Farm data entry'!$D$10","v":0},{"$f":"AND(C10806>='Farm data entry'!$E$15,Hydrology!C10806<='Farm data entry'!$E$16)","v":true},0,{"$f":"VLOOKUP($A10806,ETo!$A$3:$N$10959,Hydrology!$D$1,FALSE)","v":2.7441217999999998},{"$f":"(H10806*'Farm data entry'!$D$25)","v":1.9208852599999997},{"$f":"kc(C10806,Kc!$E$9:$H$9,Kc!$I$9:$K$9)","v":0.75},1.4406639449999998,{"$f":"K10806*10*'Farm data entry'!$E$22","v":28.813278899999997},{"$f":"(L10806*'Farm data entry'!$D$14)","v":4.3219918349999995},33.135270734999999,33.135270734999999,0,161.69667822474409,0,33.135270734999999,0,503.22118030820519,0,33.135270734999999,0,1503.2211803082021,0]
["2015-07-31",2015,212,{"$f":"VLOOKUP($A10807,Rainfall!$D$3:$Q$10959,Hydrology!$D$1,FALSE)","v":0},{"$f":"MAX((D10807-'Farm data entry'!$D$24)*'Farm data entry'!$D$23,0)*10*'Farm data entry'!$D$10","v":0},{"$f":"AND(C10807>='Farm data entry'!$E$15,Hydrology!C10807<='Farm data entry'!$E$16)","v":true},0,{"$f":"VLOOKUP($A10807,ETo!$A$3:$N$10959,Hydrology!$D$1,FALSE)","v":3.2380849999999999},{"$f":"(H10807*'Farm data entry'!$D$25)","v":2.2666594999999998},{"$f":"kc(C10807,Kc!$E$9:$H$9,Kc!$I$9:$K$9)","v":0.75294117647058822},1.7066612705882351,{"$f":"K10807*10*'Farm data entry'!$E$22","v":34.133225411764705},{"$f":"(L10807*'Farm data entry'!$D$14)","v":5.1199838117647056},39.25320922352941,39.25320922352941,0,122.44346900121468,0,39.25320922352941,0,463.96797108467581,0,39.25320922352941,0,1463.9679710846726,0]
["2015-08-01",2015,213,{"$f":"VLOOKUP($A10808,Rainfall!$D$3:$Q$10959,Hydrology!$D$1,FALSE)","v":0},{"$f":"MAX((D10808-'Farm data entry'!$D$24)*'Farm data entry'!$D$23,0)*10*'Farm data entry'!$D$10","v":0},{"$f":"AND(C10808>='Farm data entry'!$E$15,Hydrology!C10808<='Farm data entry'!$E$16)","v":true},0,{"$f":"VLOOKUP($A10808,ETo!$A$3:$N$10959,Hydrology!$D$1,FALSE)","v":3.1443354999999999},{"$f":"(H10808*'Farm data entry'!$D$25)","v":2.2010348499999997},{"$f":"kc(C10808,Kc!$E$9:$H$9,Kc!$I$9:$K$9)","v":0.75588235294117645},1.6637234013235291,{"$f":"K10808*10*'Farm data entry'!$E$22","v":33.274468026470586},{"$f":"(L10808*'Farm data entry'!$D$14)","v":4.9911702039705874},38.265638230441176,38.265638230441176,0,84.177830770773511,0,38.265638230441176,0,425.70233285423461,0,38.265638230441176,0,1425.7023328542314,0]
["2015-08-02",2015,214,{"$f":"VLOOKUP($A10809,Rainfall!$D$3:$Q$10959,Hydrology!$D$1,FALSE)","v":0},{"$f":"MAX((D10809-'Farm data entry'!$D$24)*'Farm data entry'!$D$23,0)*10*'Farm data entry'!$D$10","v":0},{"$f":"AND(C10809>='Farm data entry'!$E$15,Hydrology!C10809<='Farm data entry'!$E$16)","v":true},0,{"$f":"VLOOKUP($A10809,ETo!$A$3:$N$10959,Hydrology!$D$1,FALSE)","v":3.6712343999999999},{"$f":"(H10809*'Farm data entry'!$D$25)","v":2.5698640799999999},{"$f":"kc(C10809,Kc!$E$9:$H$9,Kc!$I$9:$K$9)","v":0.75882352941176467},1.9500733312941174,{"$f":"K10809*10*'Farm data entry'!$E$22","v":39.001466625882351},{"$f":"(L10809*'Farm data entry'!$D$14)","v":5.8502199938823525},44.851686619764706,44.851686619764706,0,39.326144151008805,0,44.851686619764706,0,380.85064623446988,0,44.851686619764706,0,1380.8506462344667,0]
["2015-08-03",2015,215,{"$f":"VLOOKUP($A10810,Rainfall!$D$3:$Q$10959,Hydrology!$D$1,FALSE)","v":0.20173725216000002},{"$f":"MAX((D10810-'Farm data entry'!$D$24)*'Farm data entry'!$D$23,0)*10*'Farm data entry'!$D$10","v":0},{"$f":"AND(C10810>='Farm data entry'!$E$15,Hydrology!C10810<='Farm data entry'!$E$16)","v":true},0,{"$f":"VLOOKUP($A10810,ETo!$A$3:$N$10959,Hydrology!$D$1,FALSE)","v":2.7381774999999999},{"$f":"(H10810*'Farm data entry'!$D$25)","v":1.9167242499999999},{"$f":"kc(C10810,Kc!$E$9:$H$9,Kc!$I$9:$K$9)","v":0.7617647058823529},1.4600928845588235,{"$f":"K10810*10*'Farm data entry'!$E$22","v":29.201857691176471},{"$f":"(L10810*'Farm data entry'!$D$14)","v":4.3802786536764708},33.582136344852941,33.582136344852941,0,5.7440078061558637,0,33.582136344852941,0,347.26850988961695,0,33.582136344852941,0,1347.2685098896138,0]
["2015-08-04",2015,216,{"$f":"VLOOKUP($A10811,Rainfall!$D$3:$Q$10959,Hydrology!$D$1,FALSE)","v":0},{"$f":"MAX((D10811-'Farm data entry'!$D$24)*'Farm data entry'!$D$23,0)*10*'Farm data entry'!$D$10","v":0},{"$f":"AND(C10811>='Farm data entry'!$E$15,Hydrology!C10811<='Farm data entry'!$E$16)","v":true},0,{"$f":"VLOOKUP($A10811,ETo!$A$3:$N$10959,Hydrology!$D$1,FALSE)","v":3.2008922000000002},{"$f":"(H10811*'Farm data entry'!$D$25)","v":2.2406245399999998},{"$f":"kc(C10811,Kc!$E$9:$H$9,Kc!$I$9:$K$9)","v":0.76470588235294112},1.7134187658823528,{"$f":"K10811*10*'Farm data entry'!$E$22","v":34.268375317647056},{"$f":"(L10811*'Farm data entry'!$D$14)","v":5.140256297647058},39.408631615294112,5.7440078061558637,0,0,33.664623809138249,39.408631615294112,0,307.85987827432285,0,39.408631615294112,0,1307.8598782743197,0]
["2015-08-05",2015,217,{"$f":"VLOOKUP($A10812,Rainfall!$D$3:$Q$10959,Hydrology!$D$1,FALSE)","v":0},{"$f":"MAX((D10812-'Farm data entry'!$D$24)*'Farm data entry'!$D$23,0)*10*'Farm data entry'!$D$10","v":0},{"$f":"AND(C10812>='Farm data entry'!$E$15,Hydrology!C10812<='Farm data entry'!$E$16)","v":true},0,{"$f":"VLOOKUP($A10812,ETo!$A$3:$N$10959,Hydrology!$D$1,FALSE)","v":2.2011875999999999},{"$f":"(H10812*'Farm data entry'!$D$25)","v":1.5408313199999999},{"$f":"kc(C10812,Kc!$E$9:$H$9,Kc!$I$9:$K$9)","v":0.76764705882352935},1.1828146309411762,{"$f":"K10812*10*'Farm data entry'!$E$22","v":23.656292618823525},{"$f":"(L10812*'Farm data entry'!$D$14)","v":3.5484438928235287},27.204736511647052,0,0,0,27.204736511647052,27.204736511647052,0,280.65514176267578,0,27.204736511647052,0,1280.6551417626727,0]
["2015-08-06",2015,218,{"$f":"VLOOKUP($A10813,Rainfall!$D$3:$Q$10959,Hydrology!$D$1,FALSE)","v":0},{"$f":"MAX((D10813-'Farm data entry'!$D$24)*'Farm data entry'!$D$23,0)*10*'Farm data entry'!$D$10","v":0},{"$f":"AND(C10813>='Farm data entry'!$E$15,Hydrology!C10813<='Farm data entry'!$E$16)","v":true},0,{"$f":"VLOOKUP($A10813,ETo!$A$3:$N$10959,Hydrology!$D$1,FALSE)","v":2.4925332},{"$f":"(H10813*'Farm data entry'!$D$25)","v":1.74477324},{"$f":"kc(C10813,Kc!$E$9:$H$9,Kc!$I$9:$K$9)","v":0.77058823529411757},1.3445017319999999,{"$f":"K10813*10*'Farm data entry'!$E$22","v":26.890034639999996},{"$f":"(L10813*'Farm data entry'!$D$14)","v":4.0335051959999992},30.923539835999996,0,0,0,30.923539835999996,30.923539835999996,0,249.73160192667578,0,30.923539835999996,0,1249.7316019266727,0]
["2015-08-07",2015,219,{"$f":"VLOOKUP($A10814,Rainfall!$D$3:$Q$10959,Hydrology!$D$1,FALSE)","v":0},{"$f":"MAX((D10814-'Farm data entry'!$D$24)*'Farm data entry'!$D$23,0)*10*'Farm data entry'!$D$10","v":0},{"$f":"AND(C10814>='Farm data entry'!$E$15,Hydrology!C10814<='Farm data entry'!$E$16)","v":true},0,{"$f":"VLOOKUP($A10814,ETo!$A$3:$N$10959,Hydrology!$D$1,FALSE)","v":2.9439980000000001},{"$f":"(H10814*'Farm data entry'!$D$25)","v":2.0607986},{"$f":"kc(C10814,Kc!$E$9:$H$9,Kc!$I$9:$K$9)","v":0.77352941176470591},1.5940883288235295,{"$f":"K10814*10*'Farm data entry'!$E$22","v":31.881766576470589},{"$f":"(L10814*'Farm data entry'!$D$14)","v":4.7822649864705884},36.664031562941176,0,0,0,36.664031562941176,36.664031562941176,0,213.0675703637346,0,36.664031562941176,0,1213.0675703637316,0]
["2015-08-08",2015,220,{"$f":"VLOOKUP($A10815,Rainfall!$D$3:$Q$10959,Hydrology!$D$1,FALSE)","v":0},{"$f":"MAX((D10815-'Farm data entry'!$D$24)*'Farm data entry'!$D$23,0)*10*'Farm data entry'!$D$10","v":0},{"$f":"AND(C10815>='Farm data entry'!$E$15,Hydrology!C10815<='Farm data entry'!$E$16)","v":true},0,{"$f":"VLOOKUP($A10815,ETo!$A$3:$N$10959,Hydrology!$D$1,FALSE)","v":3.1250361999999998},{"$f":"(H10815*'Farm data entry'!$D$25)","v":2.1875253399999997},{"$f":"kc(C10815,Kc!$E$9:$H$9,Kc!$I$9:$K$9)","v":0.77647058823529413},1.6985490875294116,{"$f":"K10815*10*'Farm data entry'!$E$22","v":33.97098175058823},{"$f":"(L10815*'Farm data entry'!$D$14)","v":5.0956472625882343},39.066629013176467,0,0,0,39.066629013176467,39.066629013176467,0,174.00094135055815,0,39.066629013176467,0,1174.0009413505552,0]
["2015-08-09",2015,221,{"$f":"VLOOKUP($A10816,Rainfall!$D$3:$Q$10959,Hydrology!$D$1,FALSE)","v":0},{"$f":"MAX((D10816-'Farm data entry'!$D$24)*'Farm data entry'!$D$23,0)*10*'Farm data entry'!$D$10","v":0},{"$f":"AND(C10816>='Farm data entry'!$E$15,Hydrology!C10816<='Farm data entry'!$E$16)","v":true},0,{"$f":"VLOOKUP($A10816,ETo!$A$3:$N$10959,Hydrology!$D$1,FALSE)","v":3.5128777000000002},{"$f":"(H10816*'Farm data entry'!$D$25)","v":2.4590143900000001},{"$f":"kc(C10816,Kc!$E$9:$H$9,Kc!$I$9:$K$9)","v":0.77941176470588236},1.916584745147059,{"$f":"K10816*10*'Farm data entry'!$E$22","v":38.33169490294118},{"$f":"(L10816*'Farm data entry'!$D$14)","v":5.749754235441177},44.081449138382354,0,0,0,44.081449138382354,44.081449138382354,0,129.91949221217578,0,44.081449138382354,0,1129.9194922121728,0]
["2015-08-10",2015,222,{"$f":"VLOOKUP($A10817,Rainfall!$D$3:$Q$10959,Hydrology!$D$1,FALSE)","v":1.4121607392},{"$f":"MAX((D10817-'Farm data entry'!$D$24)*'Farm data entry'!$D$23,0)*10*'Farm data entry'!$D$10","v":0},{"$f":"AND(C10817>='Farm data entry'!$E$15,Hydrology!C10817<='Farm data entry'!$E$16)","v":true},0,{"$f":"VLOOKUP($A10817,ETo!$A$3:$N$10959,Hydrology!$D$1,FALSE)","v":1.6869837999999999},{"$f":"(H10817*'Farm data entry'!$D$25)","v":1.1808886599999999},{"$f":"kc(C10817,Kc!$E$9:$H$9,Kc!$I$9:$K$9)","v":0.78235294117647058},0.92387171635294107,{"$f":"K10817*10*'Farm data entry'!$E$22","v":18.477434327058823},{"$f":"(L10817*'Farm data entry'!$D$14)","v":2.7716151490588232},21.249049476117648,0,0,0,21.249049476117648,21.249049476117648,0,108.67044273605813,0,21.249049476117648,0,1108.6704427360551,0]
["2015-08-11",2015,223,{"$f":"VLOOKUP($A10818,Rainfall!$D$3:$Q$10959,Hydrology!$D$1,FALSE)","v":2.5217155008000001},{"$f":"MAX((D10818-'Farm data entry'!$D$24)*'Farm data entry'!$D$23,0)*10*'Farm data entry'!$D$10","v":9.9125945152000003},{"$f":"AND(C10818>='Farm data entry'!$E$15,Hydrology!C10818<='Farm data entry'!$E$16)","v":true},9.9125945152000003,{"$f":"VLOOKUP($A10818,ETo!$A$3:$N$10959,Hydrology!$D$1,FALSE)","v":1.4178276999999999},{"$f":"(H10818*'Farm data entry'!$D$25)","v":0.99247938999999985},{"$f":"kc(C10818,Kc!$E$9:$H$9,Kc!$I$9:$K$9)","v":0.78529411764705881},0.77938822685294107,{"$f":"K10818*10*'Farm data entry'!$E$22","v":15.58776453705882},{"$f":"(L10818*'Farm data entry'!$D$14)","v":2.338164680558823},17.925929217617643,9.9125945152000003,0,0,8.0133347024176427,17.925929217617643,0,100.6571080336405,0,17.925929217617643,0,1100.6571080336373,0]
["2015-08-12",2015,224,{"$f":"VLOOKUP($A10819,Rainfall!$D$3:$Q$10959,Hydrology!$D$1,FALSE)","v":3.8330076096000001},{"$f":"MAX((D10819-'Farm data entry'!$D$24)*'Farm data entry'!$D$23,0)*10*'Farm data entry'!$D$10","v":34.827144582399995},{"$f":"AND(C10819>='Farm data entry'!$E$15,Hydrology!C10819<='Farm data entry'!$E$16)","v":true},34.827144582399995,{"$f":"VLOOKUP($A10819,ETo!$A$3:$N$10959,Hydrology!$D$1,FALSE)","v":2.2694112999999998},{"$f":"(H10819*'Farm data entry'!$D$25)","v":1.5885879099999998},{"$f":"kc(C10819,Kc!$E$9:$H$9,Kc!$I$9:$K$9)","v":0.78823529411764703},1.2521810584705879,{"$f":"K10819*10*'Farm data entry'!$E$22","v":25.043621169411757},{"$f":"(L10819*'Farm data entry'!$D$14)","v":3.7565431754117635},28.800164344823521,28.800164344823521,0,6.0269802375764741,0,28.800164344823521,0,106.68408827121698,0,28.800164344823521,0,1106.6840882712138,0]
["2015-08-13",2015,{"$f":"A10820-DATE(YEAR(A10820)-1,12,31)","v":225},{"$f":"VLOOKUP($A10820,Rainfall!$D$3:$Q$10959,Hydrology!$D$1,FALSE)","v":16.239848544000001},{"$f":"MAX((D10820-'Farm data entry'!$D$24)*'Farm data entry'!$D$23,0)*10*'Farm data entry'!$D$10","v":270.55712233600002},{"$f":"AND(C10820>='Farm data entry'!$E$15,Hydrology!C10820<='Farm data entry'!$E$16)","v":true},{"$f":"E10820*F10820","v":270.55712233600002},{"$f":"VLOOKUP($A10820,ETo!$A$3:$N$10959,Hydrology!$D$1,FALSE)","v":1.2568153},{"$f":"(H10820*'Farm data entry'!$D$25)","v":0.87977070999999996},{"$f":"kc(C10820,Kc!$E$9:$H$9,Kc!$I$9:$K$9)","v":0.79117647058823526},{"$f":"(J10820*I10820)","v":0.6960538852647058},{"$f":"K10820*10*'Farm data entry'!$E$22","v":13.921077705294117},{"$f":"(L10820*'Farm data entry'!$D$14)","v":2.0881616557941176},16.009239361088234,{"$f":"MIN($N10820,Q10819+$G10820)","v":16.009239361088234},{"$f":"MAX(Q10819+$G10820-$N10820-P$1,0)","v":0},{"$f":"MIN(Q10819-O10820+$G10820,P$1)","v":260.57486321248825},0,16.009239361088234,0,361.23197124612875,0,16.009239361088234,0,1361.2319712461256,0]
["2015-08-14",{"$f":"YEAR(A10821)","v":2015},226,{"$f":"VLOOKUP($A10821,Rainfall!$D$3:$Q$10959,Hydrology!$D$1,FALSE)","v":5.0434309152000001},{"$f":"MAX((D10821-'Farm data entry'!$D$24)*'Farm data entry'!$D$23,0)*10*'Farm data entry'!$D$10","v":57.825187388799996},{"$f":"AND(C10821>='Farm data entry'!$E$15,Hydrology!C10821<='Farm data entry'!$E$16)","v":true},57.825187388799996,{"$f":"VLOOKUP($A10821,ETo!$A$3:$N$10959,Hydrology!$D$1,FALSE)","v":1.3062165999999999},{"$f":"(H10821*'Farm data entry'!$D$25)","v":0.91435161999999992},{"$f":"kc(C10821,Kc!$E$9:$H$9,Kc!$I$9:$K$9)","v":0.79411764705882348},0.72610275705882343,{"$f":"K10821*10*'Farm data entry'!$E$22","v":14.52205514117647},{"$f":"(L10821*'Farm data entry'!$D$14)","v":2.1783082711764705},{"$f":"SUM(L10821:M10821)","v":16.700363412352939},16.700363412352939,0,301.69968718893529,{"$f":"$N10821-O10821","v":0},{"$f":"MIN($N10821,U10820+$G10821)","v":16.700363412352939},{"$f":"MAX(U10820+$G10821-$N10821-T$1,0)","v":0},{"$f":"MIN(U10820-S10821+$G10821,T$1)","v":402.35679522257578},{"$f":"$N10821-S10821","v":0},{"$f":"MIN($N10821,Y10820+$G10821)","v":16.700363412352939},{"$f":"MAX(Y10820+$G10821-$N10821-X$1,0)","v":0},{"$f":"MIN(Y10820-W10821+$G10821,X$1)","v":1402.3567952225726},{"$f":"$N10821-W10821","v":0}]
["2015-08-15",2015,227,{"$f":"VLOOKUP($A10822,Rainfall!$D$3:$Q$10959,Hydrology!$D$1,FALSE)","v":0},{"$f":"MAX((D10822-'Farm data entry'!$D$24)*'Farm data entry'!$D$23,0)*10*'Farm data entry'!$D$10","v":0},{"$f":"AND(C10822>='Farm data entry'!$E$15,Hydrology!C10822<='Farm data entry'!$E$16)","v":true},0,{"$f":"VLOOKUP($A10822,ETo!$A$3:$N$10959,Hydrology!$D$1,FALSE)","v":2.2863598000000001},{"$f":"(H10822*'Farm data entry'!$D$25)","v":1.6004518599999999},{"$f":"kc(C10822,Kc!$E$9:$H$9,Kc!$I$9:$K$9)","v":0.79705882352941171},1.2756542766470587,{"$f":"K10822*10*'Farm data entry'!$E$22","v":25.513085532941172},{"$f":"(L10822*'Farm data entry'!$D$14)","v":3.8269628299411758},29.340048362882349,29.340048362882349,0,272.35963882605296,0,29.340048362882349,0,373.01674685969346,0,29.340048362882349,0,1373.0167468596903,0]
["2015-08-16",2015,228,{"$f":"VLOOKUP($A10823,Rainfall!$D$3:$Q$10959,Hydrology!$D$1,FALSE)","v":0},{"$f":"MAX((D10823-'Farm data entry'!$D$24)*'Farm data entry'!$D$23,0)*10*'Farm data entry'!$D$10","v":0},{"$f":"AND(C10823>='Farm data entry'!$E$15,Hydrology!C10823<='Farm data entry'!$E$16)","v":true},0,{"$f":"VLOOKUP($A10823,ETo!$A$3:$N$10959,Hydrology!$D$1,FALSE)","v":1.9218876},{"$f":"(H10823*'Farm data entry'!$D$25)","v":1.34532132},{"$f":"kc(C10823,Kc!$E$9:$H$9,Kc!$I$9:$K$9)","v":0.79999999999999993},1.076257056,{"$f":"K10823*10*'Farm data entry'!$E$22","v":21.525141120000001},{"$f":"(L10823*'Farm data entry'!$D$14)","v":3.2287711680000002},24.753912288000002,24.753912288000002,0,247.60572653805295,0,24.753912288000002,0,348.26283457169347,0,24.753912288000002,0,1348.2628345716903,0]
["2015-08-17",2015,229,{"$f":"VLOOKUP($A10824,Rainfall!$D$3:$Q$10959,Hydrology!$D$1,FALSE)","v":0},{"$f":"MAX((D10824-'Farm data entry'!$D$24)*'Farm data entry'!$D$23,0)*10*'Farm data entry'!$D$10","v":0},{"$f":"AND(C10824>='Farm data entry'!$E$15,Hydrology!C10824<='Farm data entry'!$E$16)","v":true},0,{"$f":"VLOOKUP($A10824,ETo!$A$3:$N$10959,Hydrology!$D$1,FALSE)","v":2.4586541999999998},{"$f":"(H10824*'Farm data entry'!$D$25)","v":1.7210579399999997},{"$f":"kc(C10824,Kc!$E$9:$H$9,Kc!$I$9:$K$9)","v":0.80294117647058827},1.3819082871176469,{"$f":"K10824*10*'Farm data entry'!$E$22","v":27.638165742352939},{"$f":"(L10824*'Farm data entry'!$D$14)","v":4.1457248613529405},31.783890603705878,31.783890603705878,0,215.82183593434706,0,31.783890603705878,0,316.47894396798762,0,31.783890603705878,0,1316.4789439679844,0]
["2015-08-18",2015,230,{"$f":"VLOOKUP($A10825,Rainfall!$D$3:$Q$10959,Hydrology!$D$1,FALSE)","v":0},{"$f":"MAX((D10825-'Farm data entry'!$D$24)*'Farm data entry'!$D$23,0)*10*'Farm data entry'!$D$10","v":0},{"$f":"AND(C10825>='Farm data entry'!$E$15,Hydrology!C10825<='Farm data entry'!$E$16)","v":true},0,{"$f":"VLOOKUP($A10825,ETo!$A$3:$N$10959,Hydrology!$D$1,FALSE)","v":1.0423836},{"$f":"(H10825*'Farm data entry'!$D$25)","v":0.72966851999999993},{"$f":"kc(C10825,Kc!$E$9:$H$9,Kc!$I$9:$K$9)","v":0.80588235294117649},0.58802698376470586,{"$f":"K10825*10*'Farm data entry'!$E$22","v":11.760539675294117},{"$f":"(L10825*'Farm data entry'!$D$14)","v":1.7640809512941176},13.524620626588234,13.524620626588234,0,202.29721530775882,0,13.524620626588234,0,302.9543233413994,0,13.524620626588234,0,1302.954323341396,0]
["2015-08-19",2015,231,{"$f":"VLOOKUP($A10826,Rainfall!$D$3:$Q$10959,Hydrology!$D$1,FALSE)","v":8.9773073280000002},{"$f":"MAX((D10826-'Farm data entry'!$D$24)*'Farm data entry'!$D$23,0)*10*'Farm data entry'!$D$10","v":132.56883923200002},{"$f":"AND(C10826>='Farm data entry'!$E$15,Hydrology!C10826<='Farm data entry'!$E$16)","v":true},132.56883923200002,{"$f":"VLOOKUP($A10826,ETo!$A$3:$N$10959,Hydrology!$D$1,FALSE)","v":1.8585579999999999},{"$f":"(H10826*'Farm data entry'!$D$25)","v":1.3009905999999998},{"$f":"kc(C10826,Kc!$E$9:$H$9,Kc!$I$9:$K$9)","v":0.80882352941176472},1.0522718088235292,{"$f":"K10826*10*'Farm data entry'!$E$22","v":21.045436176470584},{"$f":"(L10826*'Farm data entry'!$D$14)","v":3.1568154264705877},24.202251602941171,24.202251602941171,0,310.66380293681766,0,24.202251602941171,0,411.32091097045827,0,24.202251602941171,0,1411.3209109704549,0]
["2015-08-20",2015,232,{"$f":"VLOOKUP($A10827,Rainfall!$D$3:$Q$10959,Hydrology!$D$1,FALSE)","v":0.20173725216000002},{"$f":"MAX((D10827-'Farm data entry'!$D$24)*'Farm data entry'!$D$23,0)*10*'Farm data entry'!$D$10","v":0},{"$f":"AND(C10827>='Farm data entry'!$E$15,Hydrology!C10827<='Farm data entry'!$E$16)","v":true},0,{"$f":"VLOOKUP($A10827,ETo!$A$3:$N$10959,Hydrology!$D$1,FALSE)","v":1.0604233000000001},{"$f":"(H10827*'Farm data entry'!$D$25)","v":0.74229630999999996},{"$f":"kc(C10827,Kc!$E$9:$H$9,Kc!$I$9:$K$9)","v":0.81176470588235294},0.60256994576470591,{"$f":"K10827*10*'Farm data entry'!$E$22","v":12.051398915294119},{"$f":"(L10827*'Farm data entry'!$D$14)","v":1.8077098372941176},13.859108752588236,13.859108752588236,0,296.80469418422945,0,13.859108752588236,0,397.46180221787006,0,13.859108752588236,0,1397.4618022178665,0]
["2015-08-21",2015,233,{"$f":"VLOOKUP($A10828,Rainfall!$D$3:$Q$10959,Hydrology!$D$1,FALSE)","v":0},{"$f":"MAX((D10828-'Farm data entry'!$D$24)*'Farm data entry'!$D$23,0)*10*'Farm data entry'!$D$10","v":0},{"$f":"AND(C10828>='Farm data entry'!$E$15,Hydrology!C10828<='Farm data entry'!$E$16)","v":true},0,{"$f":"VLOOKUP($A10828,ETo!$A$3:$N$10959,Hydrology!$D$1,FALSE)","v":2.5509857999999999},{"$f":"(H10828*'Farm data entry'!$D$25)","v":1.7856900599999999},{"$f":"kc(C10828,Kc!$E$9:$H$9,Kc!$I$9:$K$9)","v":0.81470588235294117},1.4548121959411764,{"$f":"K10828*10*'Farm data entry'!$E$22","v":29.096243918823529},{"$f":"(L10828*'Farm data entry'!$D$14)","v":4.3644365878235289},33.460680506647059,33.460680506647059,0,263.34401367758238,0,33.460680506647059,0,364.00112171122299,0,33.460680506647059,0,1364.0011217112194,0]
["2015-08-22",2015,234,{"$f":"VLOOKUP($A10829,Rainfall!$D$3:$Q$10959,Hydrology!$D$1,FALSE)","v":0},{"$f":"MAX((D10829-'Farm data entry'!$D$24)*'Farm data entry'!$D$23,0)*10*'Farm data entry'!$D$10","v":0},{"$f":"AND(C10829>='Farm data entry'!$E$15,Hydrology!C10829<='Farm data entry'!$E$16)","v":true},0,{"$f":"VLOOKUP($A10829,ETo!$A$3:$N$10959,Hydrology!$D$1,FALSE)","v":3.5984582999999999},{"$f":"(H10829*'Farm data entry'!$D$25)","v":2.5189208099999996},{"$f":"kc(C10829,Kc!$E$9:$H$9,Kc!$I$9:$K$9)","v":0.81764705882352939},2.059588191705882,{"$f":"K10829*10*'Farm data entry'!$E$22","v":41.191763834117637},{"$f":"(L10829*'Farm data entry'!$D$14)","v":6.1787645751176452},47.370528409235284,47.370528409235284,0,215.9734852683471,0,47.370528409235284,0,316.63059330198769,0,47.370528409235284,0,1316.6305933019842,0]
["2015-08-23",2015,235,{"$f":"VLOOKUP($A10830,Rainfall!$D$3:$Q$10959,Hydrology!$D$1,FALSE)","v":10.69207344},{"$f":"MAX((D10830-'Farm data entry'!$D$24)*'Farm data entry'!$D$23,0)*10*'Farm data entry'!$D$10","v":165.14939536},{"$f":"AND(C10830>='Farm data entry'!$E$15,Hydrology!C10830<='Farm data entry'!$E$16)","v":true},165.14939536,{"$f":"VLOOKUP($A10830,ETo!$A$3:$N$10959,Hydrology!$D$1,FALSE)","v":2.3635839999999999},{"$f":"(H10830*'Farm data entry'!$D$25)","v":1.6545087999999999},{"$f":"kc(C10830,Kc!$E$9:$H$9,Kc!$I$9:$K$9)","v":0.82058823529411762},1.3576704564705881,{"$f":"K10830*10*'Farm data entry'!$E$22","v":27.153409129411763},{"$f":"(L10830*'Farm data entry'!$D$14)","v":4.0730113694117644},31.226420498823529,31.226420498823529,0,349.89646012952358,0,31.226420498823529,0,450.55356816316419,0,31.226420498823529,0,1450.5535681631607,0]
["2015-08-24",2015,236,{"$f":"VLOOKUP($A10831,Rainfall!$D$3:$Q$10959,Hydrology!$D$1,FALSE)","v":19.064169503999999},{"$f":"MAX((D10831-'Farm data entry'!$D$24)*'Farm data entry'!$D$23,0)*10*'Farm data entry'!$D$10","v":324.21922057599994},{"$f":"AND(C10831>='Farm data entry'!$E$15,Hydrology!C10831<='Farm data entry'!$E$16)","v":true},324.21922057599994,{"$f":"VLOOKUP($A10831,ETo!$A$3:$N$10959,Hydrology!$D$1,FALSE)","v":0.83323139999999996},{"$f":"(H10831*'Farm data entry'!$D$25)","v":0.58326197999999996},{"$f":"kc(C10831,Kc!$E$9:$H$9,Kc!$I$9:$K$9)","v":0.82352941176470584},0.48033339529411762,{"$f":"K10831*10*'Farm data entry'!$E$22","v":9.6066679058823521},{"$f":"(L10831*'Farm data entry'!$D$14)","v":1.4410001858823527},11.047668091764704,11.047668091764704,0,663.06801261375881,0,11.047668091764704,0,763.72512064739942,0,11.047668091764704,0,1763.7251206473959,0]
["2015-08-25",2015,237,{"$f":"VLOOKUP($A10832,Rainfall!$D$3:$Q$10959,Hydrology!$D$1,FALSE)","v":7.0608032640000005},{"$f":"MAX((D10832-'Farm data entry'!$D$24)*'Farm data entry'!$D$23,0)*10*'Farm data entry'!$D$10","v":96.155262015999995},{"$f":"AND(C10832>='Farm data entry'!$E$15,Hydrology!C10832<='Farm data entry'!$E$16)","v":true},96.155262015999995,{"$f":"VLOOKUP($A10832,ETo!$A$3:$N$10959,Hydrology!$D$1,FALSE)","v":1.2526276000000001},{"$f":"(H10832*'Farm data entry'!$D$25)","v":0.87683931999999998},{"$f":"kc(C10832,Kc!$E$9:$H$9,Kc!$I$9:$K$9)","v":0.82647058823529407},0.72468190858823522,{"$f":"K10832*10*'Farm data entry'!$E$22","v":14.493638171764704},{"$f":"(L10832*'Farm data entry'!$D$14)","v":2.1740457257647057},16.667683897529411,16.667683897529411,0,742.55559073222935,0,16.667683897529411,0,843.21269876587007,0,16.667683897529411,0,1843.2126987658664,0]
["2015-08-26",2015,238,{"$f":"VLOOKUP($A10833,Rainfall!$D$3:$Q$10959,Hydrology!$D$1,FALSE)","v":3.4295330879999999},{"$f":"MAX((D10833-'Farm data entry'!$D$24)*'Farm data entry'!$D$23,0)*10*'Farm data entry'!$D$10","v":27.161128671999997},{"$f":"AND(C10833>='Farm data entry'!$E$15,Hydrology!C10833<='Farm data entry'!$E$16)","v":true},27.161128671999997,{"$f":"VLOOKUP($A10833,ETo!$A$3:$N$10959,Hydrology!$D$1,FALSE)","v":1.2241195},{"$f":"(H10833*'Farm data entry'!$D$25)","v":0.85688365},{"$f":"kc(C10833,Kc!$E$9:$H$9,Kc!$I$9:$K$9)","v":0.82941176470588229},0.71070938029411757,{"$f":"K10833*10*'Farm data entry'!$E$22","v":14.214187605882351},{"$f":"(L10833*'Farm data entry'!$D$14)","v":2.1321281408823527},16.346315746764702,16.346315746764702,0,753.37040365746464,0,16.346315746764702,0,854.02751169110536,0,16.346315746764702,0,1854.0275116911016,0]
["2015-08-27",2015,239,{"$f":"VLOOKUP($A10834,Rainfall!$D$3:$Q$10959,Hydrology!$D$1,FALSE)","v":0.40347449568000004},{"$f":"MAX((D10834-'Farm data entry'!$D$24)*'Farm data entry'!$D$23,0)*10*'Farm data entry'!$D$10","v":0},{"$f":"AND(C10834>='Farm data entry'!$E$15,Hydrology!C10834<='Farm data entry'!$E$16)","v":true},0,{"$f":"VLOOKUP($A10834,ETo!$A$3:$N$10959,Hydrology!$D$1,FALSE)","v":1.5197092999999999},{"$f":"(H10834*'Farm data entry'!$D$25)","v":1.06379651},{"$f":"kc(C10834,Kc!$E$9:$H$9,Kc!$I$9:$K$9)","v":0.83235294117647052},0.88545415391176463,{"$f":"K10834*10*'Farm data entry'!$E$22","v":17.709083078235292},{"$f":"(L10834*'Farm data entry'!$D$14)","v":2.6563624617352937},20.365445539970587,20.365445539970587,0,733.00495811749408,0,20.365445539970587,0,833.66206615113481,0,20.365445539970587,0,1833.6620661511311,0]
["2015-08-28",2015,240,{"$f":"VLOOKUP($A10835,Rainfall!$D$3:$Q$10959,Hydrology!$D$1,FALSE)","v":0},{"$f":"MAX((D10835-'Farm data entry'!$D$24)*'Farm data entry'!$D$23,0)*10*'Farm data entry'!$D$10","v":0},{"$f":"AND(C10835>='Farm data entry'!$E$15,Hydrology!C10835<='Farm data entry'!$E$16)","v":true},0,{"$f":"VLOOKUP($A10835,ETo!$A$3:$N$10959,Hydrology!$D$1,FALSE)","v":2.2498814999999999},{"$f":"(H10835*'Farm data entry'!$D$25)","v":1.5749170499999998},{"$f":"kc(C10835,Kc!$E$9:$H$9,Kc!$I$9:$K$9)","v":0.83529411764705885},1.3155189476470588,{"$f":"K10835*10*'Farm data entry'!$E$22","v":26.310378952941175},{"$f":"(L10835*'Farm data entry'!$D$14)","v":3.9465568429411761},30.256935795882352,30.256935795882352,0,702.74802232161176,0,30.256935795882352,0,803.40513035525248,0,30.256935795882352,0,1803.4051303552487,0]
["2015-08-29",2015,241,{"$f":"VLOOKUP($A10836,Rainfall!$D$3:$Q$10959,Hydrology!$D$1,FALSE)","v":1.5130292832000001},{"$f":"MAX((D10836-'Farm data entry'!$D$24)*'Farm data entry'!$D$23,0)*10*'Farm data entry'!$D$10","v":0},{"$f":"AND(C10836>='Farm data entry'!$E$15,Hydrology!C10836<='Farm data entry'!$E$16)","v":true},0,{"$f":"VLOOKUP($A10836,ETo!$A$3:$N$10959,Hydrology!$D$1,FALSE)","v":1.6185125},{"$f":"(H10836*'Farm data entry'!$D$25)","v":1.13295875},{"$f":"kc(C10836,Kc!$E$9:$H$9,Kc!$I$9:$K$9)","v":0.83823529411764708},0.94968601102941175,{"$f":"K10836*10*'Farm data entry'!$E$22","v":18.993720220588234},{"$f":"(L10836*'Farm data entry'!$D$14)","v":2.8490580330882351},21.842778253676467,21.842778253676467,0,680.90524406793531,0,21.842778253676467,0,781.56235210157604,0,21.842778253676467,0,1781.5623521015723,0]
["2015-08-30",2015,242,{"$f":"VLOOKUP($A10837,Rainfall!$D$3:$Q$10959,Hydrology!$D$1,FALSE)","v":9.7842565439999998},{"$f":"MAX((D10837-'Farm data entry'!$D$24)*'Farm data entry'!$D$23,0)*10*'Farm data entry'!$D$10","v":147.90087433599999},{"$f":"AND(C10837>='Farm data entry'!$E$15,Hydrology!C10837<='Farm data entry'!$E$16)","v":true},147.90087433599999,{"$f":"VLOOKUP($A10837,ETo!$A$3:$N$10959,Hydrology!$D$1,FALSE)","v":1.2405595},{"$f":"(H10837*'Farm data entry'!$D$25)","v":0.86839164999999996},{"$f":"kc(C10837,Kc!$E$9:$H$9,Kc!$I$9:$K$9)","v":0.8411764705882353},0.7304706232352941,{"$f":"K10837*10*'Farm data entry'!$E$22","v":14.609412464705882},{"$f":"(L10837*'Farm data entry'!$D$14)","v":2.191411869705882},16.800824334411764,16.800824334411764,0,812.00529406952353,0,16.800824334411764,0,912.66240210316425,0,16.800824334411764,0,1912.6624021031605,0]
["2015-08-31",2015,243,{"$f":"VLOOKUP($A10838,Rainfall!$D$3:$Q$10959,Hydrology!$D$1,FALSE)","v":2.5217155008000001},{"$f":"MAX((D10838-'Farm data entry'!$D$24)*'Farm data entry'!$D$23,0)*10*'Farm data entry'!$D$10","v":9.9125945152000003},{"$f":"AND(C10838>='Farm data entry'!$E$15,Hydrology!C10838<='Farm data entry'!$E$16)","v":true},9.9125945152000003,{"$f":"VLOOKUP($A10838,ETo!$A$3:$N$10959,Hydrology!$D$1,FALSE)","v":0.23275560000000001},{"$f":"(H10838*'Farm data entry'!$D$25)","v":0.16292892},{"$f":"kc(C10838,Kc!$E$9:$H$9,Kc!$I$9:$K$9)","v":0.84411764705882353},0.1375311765882353,{"$f":"K10838*10*'Farm data entry'!$E$22","v":2.7506235317647061},{"$f":"(L10838*'Farm data entry'!$D$14)","v":0.41259352976470592},3.1632170615294122,3.1632170615294122,0,818.75467152319413,0,3.1632170615294122,0,919.41177955683486,0,3.1632170615294122,0,1919.4117795568311,0]
["2015-09-01",2015,244,{"$f":"VLOOKUP($A10839,Rainfall!$D$3:$Q$10959,Hydrology!$D$1,FALSE)","v":5.2250301504000003},{"$f":"MAX((D10839-'Farm data entry'!$D$24)*'Farm data entry'!$D$23,0)*10*'Farm data entry'!$D$10","v":61.275572857599997},{"$f":"AND(C10839>='Farm data entry'!$E$15,Hydrology!C10839<='Farm data entry'!$E$16)","v":true},61.275572857599997,{"$f":"VLOOKUP($A10839,ETo!$A$3:$N$10959,Hydrology!$D$1,FALSE)","v":1.4306725},{"$f":"(H10839*'Farm data entry'!$D$25)","v":1.00147075},{"$f":"kc(C10839,Kc!$E$9:$H$9,Kc!$I$9:$K$9)","v":0.84705882352941175},0.84830463529411759,{"$f":"K10839*10*'Farm data entry'!$E$22","v":16.966092705882353},{"$f":"(L10839*'Farm data entry'!$D$14)","v":2.5449139058823529},19.511006611764707,19.511006611764707,0,860.51923776902936,0,19.511006611764707,0,961.17634580267008,0,19.511006611764707,0,1961.1763458026664,0]
["2015-09-02",2015,245,{"$f":"VLOOKUP($A10840,Rainfall!$D$3:$Q$10959,Hydrology!$D$1,FALSE)","v":1.7081829503999999},{"$f":"MAX((D10840-'Farm data entry'!$D$24)*'Farm data entry'!$D$23,0)*10*'Farm data entry'!$D$10","v":0},{"$f":"AND(C10840>='Farm data entry'!$E$15,Hydrology!C10840<='Farm data entry'!$E$16)","v":true},0,{"$f":"VLOOKUP($A10840,ETo!$A$3:$N$10959,Hydrology!$D$1,FALSE)","v":1.5480567999999999},{"$f":"(H10840*'Farm data entry'!$D$25)","v":1.0836397599999998},{"$f":"kc(C10840,Kc!$E$9:$H$9,Kc!$I$9:$K$9)","v":0.85},0.92109379599999985,{"$f":"K10840*10*'Farm data entry'!$E$22","v":18.421875919999998},{"$f":"(L10840*'Farm data entry'!$D$14)","v":2.7632813879999998},21.185157307999997,21.185157307999997,0,839.33408046102932,0,21.185157307999997,0,939.99118849467004,0,21.185157307999997,0,1939.9911884946664,0]
["2015-09-03",2015,246,{"$f":"VLOOKUP($A10841,Rainfall!$D$3:$Q$10959,Hydrology!$D$1,FALSE)","v":0.80385082559999999},{"$f":"MAX((D10841-'Farm data entry'!$D$24)*'Farm data entry'!$D$23,0)*10*'Farm data entry'!$D$10","v":0},{"$f":"AND(C10841>='Farm data entry'!$E$15,Hydrology!C10841<='Farm data entry'!$E$16)","v":true},0,{"$f":"VLOOKUP($A10841,ETo!$A$3:$N$10959,Hydrology!$D$1,FALSE)","v":1.5175924999999999},{"$f":"(H10841*'Farm data entry'!$D$25)","v":1.0623147499999999},{"$f":"kc(C10841,Kc!$E$9:$H$9,Kc!$I$9:$K$9)","v":0.85},0.90296753749999981,{"$f":"K10841*10*'Farm data entry'!$E$22","v":18.059350749999997},{"$f":"(L10841*'Farm data entry'!$D$14)","v":2.7089026124999993},20.768253362499998,20.768253362499998,0,818.56582709852933,0,20.768253362499998,0,919.22293513217005,0,20.768253362499998,0,1919.2229351321664,0]
["2015-09-04",2015,247,{"$f":"VLOOKUP($A10842,Rainfall!$D$3:$Q$10959,Hydrology!$D$1,FALSE)","v":0.10048135104},{"$f":"MAX((D10842-'Farm data entry'!$D$24)*'Farm data entry'!$D$23,0)*10*'Farm data entry'!$D$10","v":0},{"$f":"AND(C10842>='Farm data entry'!$E$15,Hydrology!C10842<='Farm data entry'!$E$16)","v":true},0,{"$f":"VLOOKUP($A10842,ETo!$A$3:$N$10959,Hydrology!$D$1,FALSE)","v":1.4156804999999999},{"$f":"(H10842*'Farm data entry'!$D$25)","v":0.99097634999999984},{"$f":"kc(C10842,Kc!$E$9:$H$9,Kc!$I$9:$K$9)","v":0.85},0.84232989749999987,{"$f":"K10842*10*'Farm data entry'!$E$22","v":16.846597949999996},{"$f":"(L10842*'Farm data entry'!$D$14)","v":2.5269896924999995},19.373587642499995,19.373587642499995,0,799.19223945602937,0,19.373587642499995,0,899.84934748967009,0,19.373587642499995,0,1899.8493474896663,0]
["2015-09-05",2015,248,{"$f":"VLOOKUP($A10843,Rainfall!$D$3:$Q$10959,Hydrology!$D$1,FALSE)","v":0},{"$f":"MAX((D10843-'Farm data entry'!$D$24)*'Farm data entry'!$D$23,0)*10*'Farm data entry'!$D$10","v":0},{"$f":"AND(C10843>='Farm data entry'!$E$15,Hydrology!C10843<='Farm data entry'!$E$16)","v":true},0,{"$f":"VLOOKUP($A10843,ETo!$A$3:$N$10959,Hydrology!$D$1,FALSE)","v":1.2664669},{"$f":"(H10843*'Farm data entry'!$D$25)","v":0.88652682999999988},{"$f":"kc(C10843,Kc!$E$9:$H$9,Kc!$I$9:$K$9)","v":0.85},0.75354780549999989,{"$f":"K10843*10*'Farm data entry'!$E$22","v":15.070956109999997},{"$f":"(L10843*'Farm data entry'!$D$14)","v":2.2606434164999993},17.331599526499996,17.331599526499996,0,781.86063992952938,0,17.331599526499996,0,882.51774796317011,0,17.331599526499996,0,1882.5177479631664,0]
["2015-09-06",2015,249,{"$f":"VLOOKUP($A10844,Rainfall!$D$3:$Q$10959,Hydrology!$D$1,FALSE)","v":0},{"$f":"MAX((D10844-'Farm data entry'!$D$24)*'Farm data entry'!$D$23,0)*10*'Farm data entry'!$D$10","v":0},{"$f":"AND(C10844>='Farm data entry'!$E$15,Hydrology!C10844<='Farm data entry'!$E$16)","v":true},0,{"$f":"VLOOKUP($A10844,ETo!$A$3:$N$10959,Hydrology!$D$1,FALSE)","v":2.1747203000000002},{"$f":"(H10844*'Farm data entry'!$D$25)","v":1.5223042099999999},{"$f":"kc(C10844,Kc!$E$9:$H$9,Kc!$I$9:$K$9)","v":0.85},1.2939585784999998,{"$f":"K10844*10*'Farm data entry'!$E$22","v":25.879171569999997},{"$f":"(L10844*'Farm data entry'!$D$14)","v":3.8818757354999995},29.761047305499996,29.761047305499996,0,752.09959262402936,0,29.761047305499996,0,852.75670065767008,0,29.761047305499996,0,1852.7567006576664,0]
["2015-09-07",2015,250,{"$f":"VLOOKUP($A10845,Rainfall!$D$3:$Q$10959,Hydrology!$D$1,FALSE)","v":0},{"$f":"MAX((D10845-'Farm data entry'!$D$24)*'Farm data entry'!$D$23,0)*10*'Farm data entry'!$D$10","v":0},{"$f":"AND(C10845>='Farm data entry'!$E$15,Hydrology!C10845<='Farm data entry'!$E$16)","v":true},0,{"$f":"VLOOKUP($A10845,ETo!$A$3:$N$10959,Hydrology!$D$1,FALSE)","v":1.7290468000000001},{"$f":"(H10845*'Farm data entry'!$D$25)","v":1.21033276},{"$f":"kc(C10845,Kc!$E$9:$H$9,Kc!$I$9:$K$9)","v":0.85},1.0287828459999999,{"$f":"K10845*10*'Farm data entry'!$E$22","v":20.57565692},{"$f":"(L10845*'Farm data entry'!$D$14)","v":3.0863485379999998},23.662005457999999,23.662005457999999,0,728.4375871660294,0,23.662005457999999,0,829.09469519967013,0,23.662005457999999,0,1829.0946951996664,0]
["2015-09-08",2015,251,{"$f":"VLOOKUP($A10846,Rainfall!$D$3:$Q$10959,Hydrology!$D$1,FALSE)","v":0},{"$f":"MAX((D10846-'Farm data entry'!$D$24)*'Farm data entry'!$D$23,0)*10*'Farm data entry'!$D$10","v":0},{"$f":"AND(C10846>='Farm data entry'!$E$15,Hydrology!C10846<='Farm data entry'!$E$16)","v":true},0,{"$f":"VLOOKUP($A10846,ETo!$A$3:$N$10959,Hydrology!$D$1,FALSE)","v":1.4531153000000001},{"$f":"(H10846*'Farm data entry'!$D$25)","v":1.0171807100000001},{"$f":"kc(C10846,Kc!$E$9:$H$9,Kc!$I$9:$K$9)","v":0.85},0.8646036035000001,{"$f":"K10846*10*'Farm data entry'!$E$22","v":17.292072070000003},{"$f":"(L10846*'Farm data entry'!$D$14)","v":2.5938108105000004},19.885882880500002,19.885882880500002,0,708.55170428552935,0,19.885882880500002,0,809.20881231917008,0,19.885882880500002,0,1809.2088123191663,0]
["2015-09-09",2015,252,{"$f":"VLOOKUP($A10847,Rainfall!$D$3:$Q$10959,Hydrology!$D$1,FALSE)","v":0},{"$f":"MAX((D10847-'Farm data entry'!$D$24)*'Farm data entry'!$D$23,0)*10*'Farm data entry'!$D$10","v":0},{"$f":"AND(C10847>='Farm data entry'!$E$15,Hydrology!C10847<='Farm data entry'!$E$16)","v":true},0,{"$f":"VLOOKUP($A10847,ETo!$A$3:$N$10959,Hydrology!$D$1,FALSE)","v":1.8229126},{"$f":"(H10847*'Farm data entry'!$D$25)","v":1.2760388199999999},{"$f":"kc(C10847,Kc!$E$9:$H$9,Kc!$I$9:$K$9)","v":0.85},1.0846329969999999,{"$f":"K10847*10*'Farm data entry'!$E$22","v":21.692659939999999},{"$f":"(L10847*'Farm data entry'!$D$14)","v":3.2538989909999998},24.946558930999998,24.946558930999998,0,683.60514535452933,0,24.946558930999998,0,784.26225338817005,0,24.946558930999998,0,1784.2622533881663,0]
["2015-09-10",2015,253,{"$f":"VLOOKUP($A10848,Rainfall!$D$3:$Q$10959,Hydrology!$D$1,FALSE)","v":0},{"$f":"MAX((D10848-'Farm data entry'!$D$24)*'Farm data entry'!$D$23,0)*10*'Farm data entry'!$D$10","v":0},{"$f":"AND(C10848>='Farm data entry'!$E$15,Hydrology!C10848<='Farm data entry'!$E$16)","v":true},0,{"$f":"VLOOKUP($A10848,ETo!$A$3:$N$10959,Hydrology!$D$1,FALSE)","v":2.5117560000000001},{"$f":"(H10848*'Farm data entry'!$D$25)","v":1.7582291999999999},{"$f":"kc(C10848,Kc!$E$9:$H$9,Kc!$I$9:$K$9)","v":0.85},1.4944948199999999,{"$f":"K10848*10*'Farm data entry'!$E$22","v":29.889896399999998},{"$f":"(L10848*'Farm data entry'!$D$14)","v":4.4834844599999997},34.373380859999997,34.373380859999997,0,649.23176449452933,0,34.373380859999997,0,749.88887252817005,0,34.373380859999997,0,1749.8888725281663,0]
["2015-09-11",2015,254,{"$f":"VLOOKUP($A10849,Rainfall!$D$3:$Q$10959,Hydrology!$D$1,FALSE)","v":0.30144403584000001},{"$f":"MAX((D10849-'Farm data entry'!$D$24)*'Farm data entry'!$D$23,0)*10*'Farm data entry'!$D$10","v":0},{"$f":"AND(C10849>='Farm data entry'!$E$15,Hydrology!C10849<='Farm data entry'!$E$16)","v":true},0,{"$f":"VLOOKUP($A10849,ETo!$A$3:$N$10959,Hydrology!$D$1,FALSE)","v":2.3693388},{"$f":"(H10849*'Farm data entry'!$D$25)","v":1.6585371599999998},{"$f":"kc(C10849,Kc!$E$9:$H$9,Kc!$I$9:$K$9)","v":0.85},1.4097565859999999,{"$f":"K10849*10*'Farm data entry'!$E$22","v":28.195131719999999},{"$f":"(L10849*'Farm data entry'!$D$14)","v":4.229269758},32.424401478,32.424401478,0,616.80736301652928,0,32.424401478,0,717.46447105017,0,32.424401478,0,1717.4644710501664,0]
["2015-09-12",2015,255,{"$f":"VLOOKUP($A10850,Rainfall!$D$3:$Q$10959,Hydrology!$D$1,FALSE)","v":0},{"$f":"MAX((D10850-'Farm data entry'!$D$24)*'Farm data entry'!$D$23,0)*10*'Farm data entry'!$D$10","v":0},{"$f":"AND(C10850>='Farm data entry'!$E$15,Hydrology!C10850<='Farm data entry'!$E$16)","v":true},0,{"$f":"VLOOKUP($A10850,ETo!$A$3:$N$10959,Hydrology!$D$1,FALSE)","v":2.0501244000000001},{"$f":"(H10850*'Farm data entry'!$D$25)","v":1.43508708},{"$f":"kc(C10850,Kc!$E$9:$H$9,Kc!$I$9:$K$9)","v":0.85},1.219824018,{"$f":"K10850*10*'Farm data entry'!$E$22","v":24.396480359999998},{"$f":"(L10850*'Farm data entry'!$D$14)","v":3.6594720539999996},28.055952413999997,28.055952413999997,0,588.75141060252929,0,28.055952413999997,0,689.40851863617002,0,28.055952413999997,0,1689.4085186361663,0]
["2015-09-13",2015,256,{"$f":"VLOOKUP($A10851,Rainfall!$D$3:$Q$10959,Hydrology!$D$1,FALSE)","v":10.651022208000001},{"$f":"MAX((D10851-'Farm data entry'!$D$24)*'Farm data entry'!$D$23,0)*10*'Farm data entry'!$D$10","v":164.36942195200001},{"$f":"AND(C10851>='Farm data entry'!$E$15,Hydrology!C10851<='Farm data entry'!$E$16)","v":true},164.36942195200001,{"$f":"VLOOKUP($A10851,ETo!$A$3:$N$10959,Hydrology!$D$1,FALSE)","v":1.0422122},{"$f":"(H10851*'Farm data entry'!$D$25)","v":0.72954854000000002},{"$f":"kc(C10851,Kc!$E$9:$H$9,Kc!$I$9:$K$9)","v":0.85},0.620116259,{"$f":"K10851*10*'Farm data entry'!$E$22","v":12.40232518},{"$f":"(L10851*'Farm data entry'!$D$14)","v":1.860348777},14.262673957000001,14.262673957000001,0,738.85815859752938,0,14.262673957000001,0,839.51526663117011,0,14.262673957000001,0,1839.5152666311662,0]
["2015-09-14",2015,257,{"$f":"VLOOKUP($A10852,Rainfall!$D$3:$Q$10959,Hydrology!$D$1,FALSE)","v":4.1197353408000001},{"$f":"MAX((D10852-'Farm data entry'!$D$24)*'Farm data entry'!$D$23,0)*10*'Farm data entry'!$D$10","v":40.274971475200005},{"$f":"AND(C10852>='Farm data entry'!$E$15,Hydrology!C10852<='Farm data entry'!$E$16)","v":true},40.274971475200005,{"$f":"VLOOKUP($A10852,ETo!$A$3:$N$10959,Hydrology!$D$1,FALSE)","v":1.3913575},{"$f":"(H10852*'Farm data entry'!$D$25)","v":0.97395024999999991},{"$f":"kc(C10852,Kc!$E$9:$H$9,Kc!$I$9:$K$9)","v":0.85},0.82785771249999995,{"$f":"K10852*10*'Farm data entry'!$E$22","v":16.55715425},{"$f":"(L10852*'Farm data entry'!$D$14)","v":2.4835731375000001},19.040727387499999,19.040727387499999,0,760.09240268522933,0,19.040727387499999,0,860.74951071887006,0,19.040727387499999,0,1860.7495107188661,0]
["2015-09-15",2015,258,{"$f":"VLOOKUP($A10853,Rainfall!$D$3:$Q$10959,Hydrology!$D$1,FALSE)","v":3.7178097984000003},{"$f":"MAX((D10853-'Farm data entry'!$D$24)*'Farm data entry'!$D$23,0)*10*'Farm data entry'!$D$10","v":32.638386169600004},{"$f":"AND(C10853>='Farm data entry'!$E$15,Hydrology!C10853<='Farm data entry'!$E$16)","v":true},32.638386169600004,{"$f":"VLOOKUP($A10853,ETo!$A$3:$N$10959,Hydrology!$D$1,FALSE)","v":1.3591129},{"$f":"(H10853*'Farm data entry'!$D$25)","v":0.9513790299999999},{"$f":"kc(C10853,Kc!$E$9:$H$9,Kc!$I$9:$K$9)","v":0.85},0.80867217549999992,{"$f":"K10853*10*'Farm data entry'!$E$22","v":16.173443509999998},{"$f":"(L10853*'Farm data entry'!$D$14)","v":2.4260165264999998},18.599460036499998,18.599460036499998,0,774.13132881832939,0,18.599460036499998,0,874.78843685197012,0,18.599460036499998,0,1874.788436851966,0]
["2015-09-16",2015,259,{"$f":"VLOOKUP($A10854,Rainfall!$D$3:$Q$10959,Hydrology!$D$1,FALSE)","v":27.632370239999997},{"$f":"MAX((D10854-'Farm data entry'!$D$24)*'Farm data entry'!$D$23,0)*10*'Farm data entry'!$D$10","v":487.01503455999989},{"$f":"AND(C10854>='Farm data entry'!$E$15,Hydrology!C10854<='Farm data entry'!$E$16)","v":true},487.01503455999989,{"$f":"VLOOKUP($A10854,ETo!$A$3:$N$10959,Hydrology!$D$1,FALSE)","v":0.63658714000000005},{"$f":"(H10854*'Farm data entry'!$D$25)","v":0.44561099799999998},{"$f":"kc(C10854,Kc!$E$9:$H$9,Kc!$I$9:$K$9)","v":0.85},0.37876934829999998,{"$f":"K10854*10*'Farm data entry'!$E$22","v":7.5753869659999999},{"$f":"(L10854*'Farm data entry'!$D$14)","v":1.1363080449},8.7116950108999998,8.7116950108999998,252.43466836742914,1000,0,8.7116950108999998,0,1353.0917764010701,0,8.7116950108999998,0,2353.091776401066,0]
["2015-09-17",2015,260,{"$f":"VLOOKUP($A10855,Rainfall!$D$3:$Q$10959,Hydrology!$D$1,FALSE)","v":5.024067552},{"$f":"MAX((D10855-'Farm data entry'!$D$24)*'Farm data entry'!$D$23,0)*10*'Farm data entry'!$D$10","v":57.457283487999995},{"$f":"AND(C10855>='Farm data entry'!$E$15,Hydrology!C10855<='Farm data entry'!$E$16)","v":true},57.457283487999995,{"$f":"VLOOKUP($A10855,ETo!$A$3:$N$10959,Hydrology!$D$1,FALSE)","v":1.6025065999999999},{"$f":"(H10855*'Farm data entry'!$D$25)","v":1.1217546199999999},{"$f":"kc(C10855,Kc!$E$9:$H$9,Kc!$I$9:$K$9)","v":0.85},0.95349142699999989,{"$f":"K10855*10*'Farm data entry'!$E$22","v":19.069828539999996},{"$f":"(L10855*'Farm data entry'!$D$14)","v":2.8604742809999992},21.930302820999994,21.930302820999994,35.526980667000089,1000,0,21.930302820999994,0,1388.6187570680702,0,21.930302820999994,0,2388.6187570680659,0]
["2015-09-18",2015,261,{"$f":"VLOOKUP($A10856,Rainfall!$D$3:$Q$10959,Hydrology!$D$1,FALSE)","v":2.0096270208},{"$f":"MAX((D10856-'Farm data entry'!$D$24)*'Farm data entry'!$D$23,0)*10*'Farm data entry'!$D$10","v":0.18291339519999994},{"$f":"AND(C10856>='Farm data entry'!$E$15,Hydrology!C10856<='Farm data entry'!$E$16)","v":true},0.18291339519999994,{"$f":"VLOOKUP($A10856,ETo!$A$3:$N$10959,Hydrology!$D$1,FALSE)","v":0.94955829999999997},{"$f":"(H10856*'Farm data entry'!$D$25)","v":0.66469080999999997},{"$f":"kc(C10856,Kc!$E$9:$H$9,Kc!$I$9:$K$9)","v":0.85},0.56498718849999996,{"$f":"K10856*10*'Farm data entry'!$E$22","v":11.299743769999999},{"$f":"(L10856*'Farm data entry'!$D$14)","v":1.6949615654999999},12.994705335499999,12.994705335499999,0,987.18820805969995,0,12.994705335499999,0,1375.8069651277704,0,12.994705335499999,0,2375.806965127766,0]
["2015-09-19",2015,262,{"$f":"VLOOKUP($A10857,Rainfall!$D$3:$Q$10959,Hydrology!$D$1,FALSE)","v":0},{"$f":"MAX((D10857-'Farm data entry'!$D$24)*'Farm data entry'!$D$23,0)*10*'Farm data entry'!$D$10","v":0},{"$f":"AND(C10857>='Farm data entry'!$E$15,Hydrology!C10857<='Farm data entry'!$E$16)","v":true},0,{"$f":"VLOOKUP($A10857,ETo!$A$3:$N$10959,Hydrology!$D$1,FALSE)","v":1.387937},{"$f":"(H10857*'Farm data entry'!$D$25)","v":0.97155589999999992},{"$f":"kc(C10857,Kc!$E$9:$H$9,Kc!$I$9:$K$9)","v":0.85},0.82582251499999992,{"$f":"K10857*10*'Farm data entry'!$E$22","v":16.516450299999999},{"$f":"(L10857*'Farm data entry'!$D$14)","v":2.4774675449999997},18.993917844999999,18.993917844999999,0,968.1942902147,0,18.993917844999999,0,1356.8130472827704,0,18.993917844999999,0,2356.8130472827661,0]
["2015-09-20",2015,263,{"$f":"VLOOKUP($A10858,Rainfall!$D$3:$Q$10959,Hydrology!$D$1,FALSE)","v":0},{"$f":"MAX((D10858-'Farm data entry'!$D$24)*'Farm data entry'!$D$23,0)*10*'Farm data entry'!$D$10","v":0},{"$f":"AND(C10858>='Farm data entry'!$E$15,Hydrology!C10858<='Farm data entry'!$E$16)","v":true},0,{"$f":"VLOOKUP($A10858,ETo!$A$3:$N$10959,Hydrology!$D$1,FALSE)","v":1.4123064999999999},{"$f":"(H10858*'Farm data entry'!$D$25)","v":0.98861454999999987},{"$f":"kc(C10858,Kc!$E$9:$H$9,Kc!$I$9:$K$9)","v":0.85},0.84032236749999989,{"$f":"K10858*10*'Farm data entry'!$E$22","v":16.806447349999999},{"$f":"(L10858*'Farm data entry'!$D$14)","v":2.5209671024999998},19.327414452499998,19.327414452499998,0,948.86687576220004,0,19.327414452499998,0,1337.4856328302703,0,19.327414452499998,0,2337.4856328302662,0]
["2015-09-21",2015,264,{"$f":"VLOOKUP($A10859,Rainfall!$D$3:$Q$10959,Hydrology!$D$1,FALSE)","v":17.383273056},{"$f":"MAX((D10859-'Farm data entry'!$D$24)*'Farm data entry'!$D$23,0)*10*'Farm data entry'!$D$10","v":292.28218806399997},{"$f":"AND(C10859>='Farm data entry'!$E$15,Hydrology!C10859<='Farm data entry'!$E$16)","v":true},292.28218806399997,{"$f":"VLOOKUP($A10859,ETo!$A$3:$N$10959,Hydrology!$D$1,FALSE)","v":0.65465960000000001},{"$f":"(H10859*'Farm data entry'!$D$25)","v":0.45826171999999998},{"$f":"kc(C10859,Kc!$E$9:$H$9,Kc!$I$9:$K$9)","v":0.85},0.38952246199999996,{"$f":"K10859*10*'Farm data entry'!$E$22","v":7.7904492399999992},{"$f":"(L10859*'Farm data entry'!$D$14)","v":1.1685673859999999},8.9590166259999986,8.9590166259999986,232.19004720020007,1000,0,8.9590166259999986,0,1620.8088042682703,0,8.9590166259999986,0,2620.8088042682662,0]
["2015-09-22",2015,265,{"$f":"VLOOKUP($A10860,Rainfall!$D$3:$Q$10959,Hydrology!$D$1,FALSE)","v":3.3158846016000001},{"$f":"MAX((D10860-'Farm data entry'!$D$24)*'Farm data entry'!$D$23,0)*10*'Farm data entry'!$D$10","v":25.0018074304},{"$f":"AND(C10860>='Farm data entry'!$E$15,Hydrology!C10860<='Farm data entry'!$E$16)","v":true},25.0018074304,{"$f":"VLOOKUP($A10860,ETo!$A$3:$N$10959,Hydrology!$D$1,FALSE)","v":0.69918800000000003},{"$f":"(H10860*'Farm data entry'!$D$25)","v":0.48943159999999997},{"$f":"kc(C10860,Kc!$E$9:$H$9,Kc!$I$9:$K$9)","v":0.85},0.41601685999999999,{"$f":"K10860*10*'Farm data entry'!$E$22","v":8.3203371999999991},{"$f":"(L10860*'Farm data entry'!$D$14)","v":1.2480505799999999},9.5683877799999983,9.5683877799999983,15.433419650400083,1000,0,9.5683877799999983,0,1636.2422239186703,0,9.5683877799999983,0,2636.2422239186658,0]
["2015-09-23",2015,266,{"$f":"VLOOKUP($A10861,Rainfall!$D$3:$Q$10959,Hydrology!$D$1,FALSE)","v":1.40673888},{"$f":"MAX((D10861-'Farm data entry'!$D$24)*'Farm data entry'!$D$23,0)*10*'Farm data entry'!$D$10","v":0},{"$f":"AND(C10861>='Farm data entry'!$E$15,Hydrology!C10861<='Farm data entry'!$E$16)","v":true},0,{"$f":"VLOOKUP($A10861,ETo!$A$3:$N$10959,Hydrology!$D$1,FALSE)","v":1.5124518},{"$f":"(H10861*'Farm data entry'!$D$25)","v":1.05871626},{"$f":"kc(C10861,Kc!$E$9:$H$9,Kc!$I$9:$K$9)","v":0.85},0.89990882099999991,{"$f":"K10861*10*'Farm data entry'!$E$22","v":17.99817642},{"$f":"(L10861*'Farm data entry'!$D$14)","v":2.6997264629999997},20.697902883000001,20.697902883000001,0,979.30209711700002,0,20.697902883000001,0,1615.5443210356702,0,20.697902883000001,0,2615.5443210356657,0]
["2015-09-24",2015,267,{"$f":"VLOOKUP($A10862,Rainfall!$D$3:$Q$10959,Hydrology!$D$1,FALSE)","v":0.10048135104},{"$f":"MAX((D10862-'Farm data entry'!$D$24)*'Farm data entry'!$D$23,0)*10*'Farm data entry'!$D$10","v":0},{"$f":"AND(C10862>='Farm data entry'!$E$15,Hydrology!C10862<='Farm data entry'!$E$16)","v":true},0,{"$f":"VLOOKUP($A10862,ETo!$A$3:$N$10959,Hydrology!$D$1,FALSE)","v":1.4012640000000001},{"$f":"(H10862*'Farm data entry'!$D$25)","v":0.9808848},{"$f":"kc(C10862,Kc!$E$9:$H$9,Kc!$I$9:$K$9)","v":0.85},0.83375208000000001,{"$f":"K10862*10*'Farm data entry'!$E$22","v":16.6750416},{"$f":"(L10862*'Farm data entry'!$D$14)","v":2.50125624},19.17629784,19.17629784,0,960.12579927700006,0,19.17629784,0,1596.3680231956703,0,19.17629784,0,2596.3680231956655,0]
["2015-09-25",2015,268,{"$f":"VLOOKUP($A10863,Rainfall!$D$3:$Q$10959,Hydrology!$D$1,FALSE)","v":0},{"$f":"MAX((D10863-'Farm data entry'!$D$24)*'Farm data entry'!$D$23,0)*10*'Farm data entry'!$D$10","v":0},{"$f":"AND(C10863>='Farm data entry'!$E$15,Hydrology!C10863<='Farm data entry'!$E$16)","v":true},0,{"$f":"VLOOKUP($A10863,ETo!$A$3:$N$10959,Hydrology!$D$1,FALSE)","v":1.2792684000000001},{"$f":"(H10863*'Farm data entry'!$D$25)","v":0.89548788000000001},{"$f":"kc(C10863,Kc!$E$9:$H$9,Kc!$I$9:$K$9)","v":0.85},0.76116469799999997,{"$f":"K10863*10*'Farm data entry'!$E$22","v":15.223293959999999},{"$f":"(L10863*'Farm data entry'!$D$14)","v":2.2834940939999999},17.506788053999998,17.506788053999998,0,942.61901122300003,0,17.506788053999998,0,1578.8612351416702,0,17.506788053999998,0,2578.8612351416655,0]
["2015-09-26",2015,269,{"$f":"VLOOKUP($A10864,Rainfall!$D$3:$Q$10959,Hydrology!$D$1,FALSE)","v":0},{"$f":"MAX((D10864-'Farm data entry'!$D$24)*'Farm data entry'!$D$23,0)*10*'Farm data entry'!$D$10","v":0},{"$f":"AND(C10864>='Farm data entry'!$E$15,Hydrology!C10864<='Farm data entry'!$E$16)","v":true},0,{"$f":"VLOOKUP($A10864,ETo!$A$3:$N$10959,Hydrology!$D$1,FALSE)","v":1.3670034},{"$f":"(H10864*'Farm data entry'!$D$25)","v":0.95690237999999994},{"$f":"kc(C10864,Kc!$E$9:$H$9,Kc!$I$9:$K$9)","v":0.85},0.81336702299999997,{"$f":"K10864*10*'Farm data entry'!$E$22","v":16.26734046},{"$f":"(L10864*'Farm data entry'!$D$14)","v":2.4401010689999998},18.707441529,18.707441529,0,923.91156969400004,0,18.707441529,0,1560.1537936126701,0,18.707441529,0,2560.1537936126656,0]
["2015-09-27",2015,270,{"$f":"VLOOKUP($A10865,Rainfall!$D$3:$Q$10959,Hydrology!$D$1,FALSE)","v":0},{"$f":"MAX((D10865-'Farm data entry'!$D$24)*'Farm data entry'!$D$23,0)*10*'Farm data entry'!$D$10","v":0},{"$f":"AND(C10865>='Farm data entry'!$E$15,Hydrology!C10865<='Farm data entry'!$E$16)","v":true},0,{"$f":"VLOOKUP($A10865,ETo!$A$3:$N$10959,Hydrology!$D$1,FALSE)","v":1.5368086000000001},{"$f":"(H10865*'Farm data entry'!$D$25)","v":1.0757660199999999},{"$f":"kc(C10865,Kc!$E$9:$H$9,Kc!$I$9:$K$9)","v":0.85},0.91440111699999982,{"$f":"K10865*10*'Farm data entry'!$E$22","v":18.288022339999998},{"$f":"(L10865*'Farm data entry'!$D$14)","v":2.7432033509999996},21.031225690999996,21.031225690999996,0,902.880344003,0,21.031225690999996,0,1539.1225679216702,0,21.031225690999996,0,2539.1225679216654,0]
["2015-09-28",2015,271,{"$f":"VLOOKUP($A10866,Rainfall!$D$3:$Q$10959,Hydrology!$D$1,FALSE)","v":0},{"$f":"MAX((D10866-'Farm data entry'!$D$24)*'Farm data entry'!$D$23,0)*10*'Farm data entry'!$D$10","v":0},{"$f":"AND(C10866>='Farm data entry'!$E$15,Hydrology!C10866<='Farm data entry'!$E$16)","v":true},0,{"$f":"VLOOKUP($A10866,ETo!$A$3:$N$10959,Hydrology!$D$1,FALSE)","v":1.6310937000000001},{"$f":"(H10866*'Farm data entry'!$D$25)","v":1.1417655899999999},{"$f":"kc(C10866,Kc!$E$9:$H$9,Kc!$I$9:$K$9)","v":0.85},0.97050075149999993,{"$f":"K10866*10*'Farm data entry'!$E$22","v":19.410015029999997},{"$f":"(L10866*'Farm data entry'!$D$14)","v":2.9115022544999993},22.321517284499997,22.321517284499997,0,880.55882671849997,0,22.321517284499997,0,1516.8010506371702,0,22.321517284499997,0,2516.8010506371656,0]
["2015-09-29",2015,272,{"$f":"VLOOKUP($A10867,Rainfall!$D$3:$Q$10959,Hydrology!$D$1,FALSE)","v":0},{"$f":"MAX((D10867-'Farm data entry'!$D$24)*'Farm data entry'!$D$23,0)*10*'Farm data entry'!$D$10","v":0},{"$f":"AND(C10867>='Farm data entry'!$E$15,Hydrology!C10867<='Farm data entry'!$E$16)","v":true},0,{"$f":"VLOOKUP($A10867,ETo!$A$3:$N$10959,Hydrology!$D$1,FALSE)","v":1.7630041999999999},{"$f":"(H10867*'Farm data entry'!$D$25)","v":1.2341029399999999},{"$f":"kc(C10867,Kc!$E$9:$H$9,Kc!$I$9:$K$9)","v":0.85},1.0489874989999999,{"$f":"K10867*10*'Farm data entry'!$E$22","v":20.979749979999998},{"$f":"(L10867*'Farm data entry'!$D$14)","v":3.1469624969999996},24.126712476999998,24.126712476999998,0,856.43211424150002,0,24.126712476999998,0,1492.6743381601702,0,24.126712476999998,0,2492.6743381601655,0]
["2015-09-30",2015,273,{"$f":"VLOOKUP($A10868,Rainfall!$D$3:$Q$10959,Hydrology!$D$1,FALSE)","v":0},{"$f":"MAX((D10868-'Farm data entry'!$D$24)*'Farm data entry'!$D$23,0)*10*'Farm data entry'!$D$10","v":0},{"$f":"AND(C10868>='Farm data entry'!$E$15,Hydrology!C10868<='Farm data entry'!$E$16)","v":true},0,{"$f":"VLOOKUP($A10868,ETo!$A$3:$N$10959,Hydrology!$D$1,FALSE)","v":1.9034662},{"$f":"(H10868*'Farm data entry'!$D$25)","v":1.3324263399999998},{"$f":"kc(C10868,Kc!$E$9:$H$9,Kc!$I$9:$K$9)","v":0.85},1.1325623889999998,{"$f":"K10868*10*'Farm data entry'!$E$22","v":22.651247779999998},{"$f":"(L10868*'Farm data entry'!$D$14)","v":3.3976871669999995},26.048934946999999,26.048934946999999,0,830.3831792945,0,26.048934946999999,0,1466.6254032131703,0,26.048934946999999,0,2466.6254032131656,0]
["2015-10-01",2015,274,{"$f":"VLOOKUP($A10869,Rainfall!$D$3:$Q$10959,Hydrology!$D$1,FALSE)","v":0},{"$f":"MAX((D10869-'Farm data entry'!$D$24)*'Farm data entry'!$D$23,0)*10*'Farm data entry'!$D$10","v":0},{"$f":"AND(C10869>='Farm data entry'!$E$15,Hydrology!C10869<='Farm data entry'!$E$16)","v":true},0,{"$f":"VLOOKUP($A10869,ETo!$A$3:$N$10959,Hydrology!$D$1,FALSE)","v":1.6138397},{"$f":"(H10869*'Farm data entry'!$D$25)","v":1.12968779},{"$f":"kc(C10869,Kc!$E$9:$H$9,Kc!$I$9:$K$9)","v":0.85},0.96023462149999994,{"$f":"K10869*10*'Farm data entry'!$E$22","v":19.204692429999998},{"$f":"(L10869*'Farm data entry'!$D$14)","v":2.8807038644999996},22.085396294499997,22.085396294499997,0,808.29778299999998,0,22.085396294499997,0,1444.5400069186703,0,22.085396294499997,0,2444.5400069186658,0]
["2015-10-02",2015,275,{"$f":"VLOOKUP($A10870,Rainfall!$D$3:$Q$10959,Hydrology!$D$1,FALSE)","v":0},{"$f":"MAX((D10870-'Farm data entry'!$D$24)*'Farm data entry'!$D$23,0)*10*'Farm data entry'!$D$10","v":0},{"$f":"AND(C10870>='Farm data entry'!$E$15,Hydrology!C10870<='Farm data entry'!$E$16)","v":true},0,{"$f":"VLOOKUP($A10870,ETo!$A$3:$N$10959,Hydrology!$D$1,FALSE)","v":1.2341259},{"$f":"(H10870*'Farm data entry'!$D$25)","v":0.86388812999999998},{"$f":"kc(C10870,Kc!$E$9:$H$9,Kc!$I$9:$K$9)","v":0.85},0.73430491049999991,{"$f":"K10870*10*'Farm data entry'!$E$22","v":14.686098209999997},{"$f":"(L10870*'Farm data entry'!$D$14)","v":2.2029147314999995},16.889012941499995,16.889012941499995,0,791.40877005849995,0,16.889012941499995,0,1427.6509939771704,0,16.889012941499995,0,2427.6509939771659,0]
["2015-10-03",2015,276,{"$f":"VLOOKUP($A10871,Rainfall!$D$3:$Q$10959,Hydrology!$D$1,FALSE)","v":0},{"$f":"MAX((D10871-'Farm data entry'!$D$24)*'Farm data entry'!$D$23,0)*10*'Farm data entry'!$D$10","v":0},{"$f":"AND(C10871>='Farm data entry'!$E$15,Hydrology!C10871<='Farm data entry'!$E$16)","v":true},0,{"$f":"VLOOKUP($A10871,ETo!$A$3:$N$10959,Hydrology!$D$1,FALSE)","v":0.66172489999999995},{"$f":"(H10871*'Farm data entry'!$D$25)","v":0.46320742999999992},{"$f":"kc(C10871,Kc!$E$9:$H$9,Kc!$I$9:$K$9)","v":0.72499999999999998},0.33582538674999995,{"$f":"K10871*10*'Farm data entry'!$E$22","v":6.7165077349999986},{"$f":"(L10871*'Farm data entry'!$D$14)","v":1.0074761602499998},7.7239838952499982,7.7239838952499982,0,783.68478616325001,0,7.7239838952499982,0,1419.9270100819203,0,7.7239838952499982,0,2419.9270100819158,0]
["2015-10-04",2015,277,{"$f":"VLOOKUP($A10872,Rainfall!$D$3:$Q$10959,Hydrology!$D$1,FALSE)","v":0.20056021632000001},{"$f":"MAX((D10872-'Farm data entry'!$D$24)*'Farm data entry'!$D$23,0)*10*'Farm data entry'!$D$10","v":0},{"$f":"AND(C10872>='Farm data entry'!$E$15,Hydrology!C10872<='Farm data entry'!$E$16)","v":true},0,{"$f":"VLOOKUP($A10872,ETo!$A$3:$N$10959,Hydrology!$D$1,FALSE)","v":0.96851670000000001},{"$f":"(H10872*'Farm data entry'!$D$25)","v":0.67796168999999995},{"$f":"kc(C10872,Kc!$E$9:$H$9,Kc!$I$9:$K$9)","v":0.7},0.47457318299999995,{"$f":"K10872*10*'Farm data entry'!$E$22","v":9.4914636599999991},{"$f":"(L10872*'Farm data entry'!$D$14)","v":1.4237195489999999},10.915183208999998,10.915183208999998,0,772.76960295424999,0,10.915183208999998,0,1409.0118268729204,0,10.915183208999998,0,2409.0118268729157,0]
["2015-10-05",2015,278,{"$f":"VLOOKUP($A10873,Rainfall!$D$3:$Q$10959,Hydrology!$D$1,FALSE)","v":6.117086736000001},{"$f":"MAX((D10873-'Farm data entry'!$D$24)*'Farm data entry'!$D$23,0)*10*'Farm data entry'!$D$10","v":78.224647984000015},{"$f":"AND(C10873>='Farm data entry'!$E$15,Hydrology!C10873<='Farm data entry'!$E$16)","v":true},78.224647984000015,{"$f":"VLOOKUP($A10873,ETo!$A$3:$N$10959,Hydrology!$D$1,FALSE)","v":0.32614919999999997},{"$f":"(H10873*'Farm data entry'!$D$25)","v":0.22830443999999997},{"$f":"kc(C10873,Kc!$E$9:$H$9,Kc!$I$9:$K$9)","v":0.67500000000000004},0.15410549699999998,{"$f":"K10873*10*'Farm data entry'!$E$22","v":3.0821099399999996},{"$f":"(L10873*'Farm data entry'!$D$14)","v":0.46231649099999994},3.5444264309999998,3.5444264309999998,0,847.44982450725001,0,3.5444264309999998,0,1483.6920484259206,0,3.5444264309999998,0,2483.6920484259158,0]
["2015-10-06",2015,279,{"$f":"VLOOKUP($A10874,Rainfall!$D$3:$Q$10959,Hydrology!$D$1,FALSE)","v":3.2089633920000002},{"$f":"MAX((D10874-'Farm data entry'!$D$24)*'Farm data entry'!$D$23,0)*10*'Farm data entry'!$D$10","v":22.970304448000004},{"$f":"AND(C10874>='Farm data entry'!$E$15,Hydrology!C10874<='Farm data entry'!$E$16)","v":true},22.970304448000004,{"$f":"VLOOKUP($A10874,ETo!$A$3:$N$10959,Hydrology!$D$1,FALSE)","v":0.43875384000000001},{"$f":"(H10874*'Farm data entry'!$D$25)","v":0.30712768800000001},{"$f":"kc(C10874,Kc!$E$9:$H$9,Kc!$I$9:$K$9)","v":0.65},0.19963299720000002,{"$f":"K10874*10*'Farm data entry'!$E$22","v":3.9926599440000006},{"$f":"(L10874*'Farm data entry'!$D$14)","v":0.59889899160000004},4.5915589356000002,4.5915589356000002,0,865.82857001964999,0,4.5915589356000002,0,1502.0707939383205,0,4.5915589356000002,0,2502.070793938316,0]
["2015-10-07",2015,280,{"$f":"VLOOKUP($A10875,Rainfall!$D$3:$Q$10959,Hydrology!$D$1,FALSE)","v":0.20056021632000001},{"$f":"MAX((D10875-'Farm data entry'!$D$24)*'Farm data entry'!$D$23,0)*10*'Farm data entry'!$D$10","v":0},{"$f":"AND(C10875>='Farm data entry'!$E$15,Hydrology!C10875<='Farm data entry'!$E$16)","v":true},0,{"$f":"VLOOKUP($A10875,ETo!$A$3:$N$10959,Hydrology!$D$1,FALSE)","v":0.62807535999999997},{"$f":"(H10875*'Farm data entry'!$D$25)","v":0.43965275199999992},{"$f":"kc(C10875,Kc!$E$9:$H$9,Kc!$I$9:$K$9)","v":0.625},0.27478296999999996,{"$f":"K10875*10*'Farm data entry'!$E$22","v":5.4956593999999992},{"$f":"(L10875*'Farm data entry'!$D$14)","v":0.82434890999999988},6.3200083099999986,6.3200083099999986,0,859.50856170964994,0,6.3200083099999986,0,1495.7507856283205,0,6.3200083099999986,0,2495.750785628316,0]
["2015-10-08",2015,281,{"$f":"VLOOKUP($A10876,Rainfall!$D$3:$Q$10959,Hydrology!$D$1,FALSE)","v":0},{"$f":"MAX((D10876-'Farm data entry'!$D$24)*'Farm data entry'!$D$23,0)*10*'Farm data entry'!$D$10","v":0},{"$f":"AND(C10876>='Farm data entry'!$E$15,Hydrology!C10876<='Farm data entry'!$E$16)","v":true},0,{"$f":"VLOOKUP($A10876,ETo!$A$3:$N$10959,Hydrology!$D$1,FALSE)","v":0.79809410000000003},{"$f":"(H10876*'Farm data entry'!$D$25)","v":0.55866587000000001},{"$f":"kc(C10876,Kc!$E$9:$H$9,Kc!$I$9:$K$9)","v":0.6},0.33519952199999997,{"$f":"K10876*10*'Farm data entry'!$E$22","v":6.7039904399999992},{"$f":"(L10876*'Farm data entry'!$D$14)","v":1.0055985659999997},7.709589005999999,7.709589005999999,0,851.79897270364995,0,7.709589005999999,0,1488.0411966223205,0,7.709589005999999,0,2488.041196622316,0]
["2015-10-09",2015,282,{"$f":"VLOOKUP($A10877,Rainfall!$D$3:$Q$10959,Hydrology!$D$1,FALSE)","v":0},{"$f":"MAX((D10877-'Farm data entry'!$D$24)*'Farm data entry'!$D$23,0)*10*'Farm data entry'!$D$10","v":0},{"$f":"AND(C10877>='Farm data entry'!$E$15,Hydrology!C10877<='Farm data entry'!$E$16)","v":true},0,{"$f":"VLOOKUP($A10877,ETo!$A$3:$N$10959,Hydrology!$D$1,FALSE)","v":0.76944983},{"$f":"(H10877*'Farm data entry'!$D$25)","v":0.53861488099999999},{"$f":"kc(C10877,Kc!$E$9:$H$9,Kc!$I$9:$K$9)","v":0.57499999999999996},0.30970355657499998,{"$f":"K10877*10*'Farm data entry'!$E$22","v":6.1940711314999994},{"$f":"(L10877*'Farm data entry'!$D$14)","v":0.92911066972499989},7.123181801224999,7.123181801224999,0,844.67579090242498,0,7.123181801224999,0,1480.9180148210955,0,7.123181801224999,0,2480.9180148210908,0]
["2015-10-10",2015,283,{"$f":"VLOOKUP($A10878,Rainfall!$D$3:$Q$10959,Hydrology!$D$1,FALSE)","v":0},{"$f":"MAX((D10878-'Farm data entry'!$D$24)*'Farm data entry'!$D$23,0)*10*'Farm data entry'!$D$10","v":0},{"$f":"AND(C10878>='Farm data entry'!$E$15,Hydrology!C10878<='Farm data entry'!$E$16)","v":true},0,{"$f":"VLOOKUP($A10878,ETo!$A$3:$N$10959,Hydrology!$D$1,FALSE)","v":0.55510440000000005},{"$f":"(H10878*'Farm data entry'!$D$25)","v":0.38857308000000002},{"$f":"kc(C10878,Kc!$E$9:$H$9,Kc!$I$9:$K$9)","v":0.55000000000000004},0.21371519400000002,{"$f":"K10878*10*'Farm data entry'!$E$22","v":4.2743038800000006},{"$f":"(L10878*'Farm data entry'!$D$14)","v":0.64114558200000005},4.9154494620000007,4.9154494620000007,0,839.76034144042501,0,4.9154494620000007,0,1476.0025653590956,0,4.9154494620000007,0,2476.0025653590906,0]
["2015-10-11",2015,284,{"$f":"VLOOKUP($A10879,Rainfall!$D$3:$Q$10959,Hydrology!$D$1,FALSE)","v":0},{"$f":"MAX((D10879-'Farm data entry'!$D$24)*'Farm data entry'!$D$23,0)*10*'Farm data entry'!$D$10","v":0},{"$f":"AND(C10879>='Farm data entry'!$E$15,Hydrology!C10879<='Farm data entry'!$E$16)","v":true},0,{"$f":"VLOOKUP($A10879,ETo!$A$3:$N$10959,Hydrology!$D$1,FALSE)","v":0.92231339999999995},{"$f":"(H10879*'Farm data entry'!$D$25)","v":0.64561937999999996},{"$f":"kc(C10879,Kc!$E$9:$H$9,Kc!$I$9:$K$9)","v":0.52500000000000002},0.33895017449999998,{"$f":"K10879*10*'Farm data entry'!$E$22","v":6.7790034899999991},{"$f":"(L10879*'Farm data entry'!$D$14)","v":1.0168505234999998},7.7958540134999987,7.7958540134999987,0,831.96448742692496,0,7.7958540134999987,0,1468.2067113455955,0,7.7958540134999987,0,2468.2067113455905,0]
["2015-10-12",2015,285,{"$f":"VLOOKUP($A10880,Rainfall!$D$3:$Q$10959,Hydrology!$D$1,FALSE)","v":0},{"$f":"MAX((D10880-'Farm data entry'!$D$24)*'Farm data entry'!$D$23,0)*10*'Farm data entry'!$D$10","v":0},{"$f":"AND(C10880>='Farm data entry'!$E$15,Hydrology!C10880<='Farm data entry'!$E$16)","v":true},0,{"$f":"VLOOKUP($A10880,ETo!$A$3:$N$10959,Hydrology!$D$1,FALSE)","v":0.81837249999999995},{"$f":"(H10880*'Farm data entry'!$D$25)","v":0.57286074999999992},{"$f":"kc(C10880,Kc!$E$9:$H$9,Kc!$I$9:$K$9)","v":0.5},0.28643037499999996,{"$f":"K10880*10*'Farm data entry'!$E$22","v":5.728607499999999},{"$f":"(L10880*'Farm data entry'!$D$14)","v":0.85929112499999982},6.5878986249999985,6.5878986249999985,0,825.37658880192498,0,6.5878986249999985,0,1461.6188127205955,0,6.5878986249999985,0,2461.6188127205905,0]
["2015-10-13",2015,286,{"$f":"VLOOKUP($A10881,Rainfall!$D$3:$Q$10959,Hydrology!$D$1,FALSE)","v":0},{"$f":"MAX((D10881-'Farm data entry'!$D$24)*'Farm data entry'!$D$23,0)*10*'Farm data entry'!$D$10","v":0},{"$f":"AND(C10881>='Farm data entry'!$E$15,Hydrology!C10881<='Farm data entry'!$E$16)","v":true},0,{"$f":"VLOOKUP($A10881,ETo!$A$3:$N$10959,Hydrology!$D$1,FALSE)","v":0.93336980000000003},{"$f":"(H10881*'Farm data entry'!$D$25)","v":0.65335885999999999},{"$f":"kc(C10881,Kc!$E$9:$H$9,Kc!$I$9:$K$9)","v":0.47499999999999998},0.3103454585,{"$f":"K10881*10*'Farm data entry'!$E$22","v":6.2069091700000003},{"$f":"(L10881*'Farm data entry'!$D$14)","v":0.93103637549999996},7.1379455455,7.1379455455,0,818.23864325642501,0,7.1379455455,0,1454.4808671750955,0,7.1379455455,0,2454.4808671750907,0]
["2015-10-14",2015,287,{"$f":"VLOOKUP($A10882,Rainfall!$D$3:$Q$10959,Hydrology!$D$1,FALSE)","v":0.90252100800000001},{"$f":"MAX((D10882-'Farm data entry'!$D$24)*'Farm data entry'!$D$23,0)*10*'Farm data entry'!$D$10","v":0},{"$f":"AND(C10882>='Farm data entry'!$E$15,Hydrology!C10882<='Farm data entry'!$E$16)","v":true},0,{"$f":"VLOOKUP($A10882,ETo!$A$3:$N$10959,Hydrology!$D$1,FALSE)","v":0.69758045999999996},{"$f":"(H10882*'Farm data entry'!$D$25)","v":0.48830632199999996},{"$f":"kc(C10882,Kc!$E$9:$H$9,Kc!$I$9:$K$9)","v":0.45},0.21973784489999998,{"$f":"K10882*10*'Farm data entry'!$E$22","v":4.3947568979999998},{"$f":"(L10882*'Farm data entry'!$D$14)","v":0.65921353469999999},5.0539704326999999,5.0539704326999999,0,813.18467282372501,0,5.0539704326999999,0,1449.4268967423955,0,5.0539704326999999,0,2449.4268967423905,0]
["2015-10-15",2015,288,{"$f":"VLOOKUP($A10883,Rainfall!$D$3:$Q$10959,Hydrology!$D$1,FALSE)","v":0.50140057535999993},{"$f":"MAX((D10883-'Farm data entry'!$D$24)*'Farm data entry'!$D$23,0)*10*'Farm data entry'!$D$10","v":0},{"$f":"AND(C10883>='Farm data entry'!$E$15,Hydrology!C10883<='Farm data entry'!$E$16)","v":true},0,{"$f":"VLOOKUP($A10883,ETo!$A$3:$N$10959,Hydrology!$D$1,FALSE)","v":0.48133656000000002},{"$f":"(H10883*'Farm data entry'!$D$25)","v":0.33693559200000001},{"$f":"kc(C10883,Kc!$E$9:$H$9,Kc!$I$9:$K$9)","v":0.42499999999999999},0.14319762659999999,{"$f":"K10883*10*'Farm data entry'!$E$22","v":2.8639525319999999},{"$f":"(L10883*'Farm data entry'!$D$14)","v":0.42959287979999999},3.2935454117999998,3.2935454117999998,0,809.89112741192503,0,3.2935454117999998,0,1446.1333513305954,0,3.2935454117999998,0,2446.1333513305904,0]
["2015-10-16",2015,{"$f":"A10884-DATE(YEAR(A10884)-1,12,31)","v":289},{"$f":"VLOOKUP($A10884,Rainfall!$D$3:$Q$10959,Hydrology!$D$1,FALSE)","v":0.30084034175999996},{"$f":"MAX((D10884-'Farm data entry'!$D$24)*'Farm data entry'!$D$23,0)*10*'Farm data entry'!$D$10","v":0},{"$f":"AND(C10884>='Farm data entry'!$E$15,Hydrology!C10884<='Farm data entry'!$E$16)","v":true},{"$f":"E10884*F10884","v":0},{"$f":"VLOOKUP($A10884,ETo!$A$3:$N$10959,Hydrology!$D$1,FALSE)","v":0.53450909999999996},{"$f":"(H10884*'Farm data entry'!$D$25)","v":0.37415636999999996},{"$f":"kc(C10884,Kc!$E$9:$H$9,Kc!$I$9:$K$9)","v":0.4},{"$f":"(J10884*I10884)","v":0.14966254799999998},{"$f":"K10884*10*'Farm data entry'!$E$22","v":2.9932509599999997},{"$f":"(L10884*'Farm data entry'!$D$14)","v":0.44898764399999996},3.4422386039999995,{"$f":"MIN($N10884,Q10883+$G10884)","v":3.4422386039999995},{"$f":"MAX(Q10883+$G10884-$N10884-P$1,0)","v":0},{"$f":"MIN(Q10883-O10884+$G10884,P$1)","v":806.44888880792507},0,3.4422386039999995,0,1442.6911127265953,0,3.4422386039999995,0,2442.6911127265903,0]
["2015-10-17",{"$f":"YEAR(A10885)","v":2015},290,{"$f":"VLOOKUP($A10885,Rainfall!$D$3:$Q$10959,Hydrology!$D$1,FALSE)","v":0},{"$f":"MAX((D10885-'Farm data entry'!$D$24)*'Farm data entry'!$D$23,0)*10*'Farm data entry'!$D$10","v":0},{"$f":"AND(C10885>='Farm data entry'!$E$15,Hydrology!C10885<='Farm data entry'!$E$16)","v":true},0,{"$f":"VLOOKUP($A10885,ETo!$A$3:$N$10959,Hydrology!$D$1,FALSE)","v":0.67261784999999996},{"$f":"(H10885*'Farm data entry'!$D$25)","v":0.47083249499999996},{"$f":"kc(C10885,Kc!$E$9:$H$9,Kc!$I$9:$K$9)","v":0.375},0.17656218562499998,{"$f":"K10885*10*'Farm data entry'!$E$22","v":3.5312437124999994},{"$f":"(L10885*'Farm data entry'!$D$14)","v":0.52968655687499988},{"$f":"SUM(L10885:M10885)","v":4.0609302693749996},4.0609302693749996,0,802.38795853855004,{"$f":"$N10885-O10885","v":0},{"$f":"MIN($N10885,U10884+$G10885)","v":4.0609302693749996},{"$f":"MAX(U10884+$G10885-$N10885-T$1,0)","v":0},{"$f":"MIN(U10884-S10885+$G10885,T$1)","v":1438.6301824572204},{"$f":"$N10885-S10885","v":0},{"$f":"MIN($N10885,Y10884+$G10885)","v":4.0609302693749996},{"$f":"MAX(Y10884+$G10885-$N10885-X$1,0)","v":0},{"$f":"MIN(Y10884-W10885+$G10885,X$1)","v":2438.6301824572151},{"$f":"$N10885-W10885","v":0}]
["2015-10-18",2015,291,{"$f":"VLOOKUP($A10886,Rainfall!$D$3:$Q$10959,Hydrology!$D$1,FALSE)","v":0},{"$f":"MAX((D10886-'Farm data entry'!$D$24)*'Farm data entry'!$D$23,0)*10*'Farm data entry'!$D$10","v":0},{"$f":"AND(C10886>='Farm data entry'!$E$15,Hydrology!C10886<='Farm data entry'!$E$16)","v":true},0,{"$f":"VLOOKUP($A10886,ETo!$A$3:$N$10959,Hydrology!$D$1,FALSE)","v":0.42046319999999998},{"$f":"(H10886*'Farm data entry'!$D$25)","v":0.29432423999999996},{"$f":"kc(C10886,Kc!$E$9:$H$9,Kc!$I$9:$K$9)","v":0.35},0.10301348399999997,{"$f":"K10886*10*'Farm data entry'!$E$22","v":2.0602696799999993},{"$f":"(L10886*'Farm data entry'!$D$14)","v":0.30904045199999991},2.3693101319999994,2.3693101319999994,0,800.01864840655003,0,2.3693101319999994,0,1436.2608723252204,0,2.3693101319999994,0,2436.2608723252151,0]
["2015-10-19",2015,292,{"$f":"VLOOKUP($A10887,Rainfall!$D$3:$Q$10959,Hydrology!$D$1,FALSE)","v":0},{"$f":"MAX((D10887-'Farm data entry'!$D$24)*'Farm data entry'!$D$23,0)*10*'Farm data entry'!$D$10","v":0},{"$f":"AND(C10887>='Farm data entry'!$E$15,Hydrology!C10887<='Farm data entry'!$E$16)","v":true},0,{"$f":"VLOOKUP($A10887,ETo!$A$3:$N$10959,Hydrology!$D$1,FALSE)","v":0.41354217999999998},{"$f":"(H10887*'Farm data entry'!$D$25)","v":0.28947952599999999},{"$f":"kc(C10887,Kc!$E$9:$H$9,Kc!$I$9:$K$9)","v":0.32500000000000001},9.4080845950000005E-2,{"$f":"K10887*10*'Farm data entry'!$E$22","v":1.8816169190000001},{"$f":"(L10887*'Farm data entry'!$D$14)","v":0.28224253784999997},2.16385945685,2.16385945685,0,797.85478894970004,0,2.16385945685,0,1434.0970128683703,0,2.16385945685,0,2434.0970128683653,0]
["2015-10-20",2015,293,{"$f":"VLOOKUP($A10888,Rainfall!$D$3:$Q$10959,Hydrology!$D$1,FALSE)","v":3.1086835775999999},{"$f":"MAX((D10888-'Farm data entry'!$D$24)*'Farm data entry'!$D$23,0)*10*'Farm data entry'!$D$10","v":21.064987974399997},{"$f":"AND(C10888>='Farm data entry'!$E$15,Hydrology!C10888<='Farm data entry'!$E$16)","v":true},21.064987974399997,{"$f":"VLOOKUP($A10888,ETo!$A$3:$N$10959,Hydrology!$D$1,FALSE)","v":0.51085084999999997},{"$f":"(H10888*'Farm data entry'!$D$25)","v":0.35759559499999993},{"$f":"kc(C10888,Kc!$E$9:$H$9,Kc!$I$9:$K$9)","v":0.3},0.10727867849999997,{"$f":"K10888*10*'Farm data entry'!$E$22","v":2.1455735699999994},{"$f":"(L10888*'Farm data entry'!$D$14)","v":0.3218360354999999},2.4674096054999994,2.4674096054999994,0,816.45236731859995,0,2.4674096054999994,0,1452.6945912372703,0,2.4674096054999994,0,2452.6945912372653,0]
["2015-10-21",2015,294,{"$f":"VLOOKUP($A10889,Rainfall!$D$3:$Q$10959,Hydrology!$D$1,FALSE)","v":3.7103641920000001},{"$f":"MAX((D10889-'Farm data entry'!$D$24)*'Farm data entry'!$D$23,0)*10*'Farm data entry'!$D$10","v":32.496919648000002},{"$f":"AND(C10889>='Farm data entry'!$E$15,Hydrology!C10889<='Farm data entry'!$E$16)","v":true},32.496919648000002,{"$f":"VLOOKUP($A10889,ETo!$A$3:$N$10959,Hydrology!$D$1,FALSE)","v":0},{"$f":"(H10889*'Farm data entry'!$D$25)","v":0},{"$f":"kc(C10889,Kc!$E$9:$H$9,Kc!$I$9:$K$9)","v":0.27500000000000002},0,{"$f":"K10889*10*'Farm data entry'!$E$22","v":0},{"$f":"(L10889*'Farm data entry'!$D$14)","v":0},0,0,0,848.94928696659997,0,0,0,1485.1915108852702,0,0,0,2485.1915108852654,0]
["2015-10-22",2015,295,{"$f":"VLOOKUP($A10890,Rainfall!$D$3:$Q$10959,Hydrology!$D$1,FALSE)","v":0},{"$f":"MAX((D10890-'Farm data entry'!$D$24)*'Farm data entry'!$D$23,0)*10*'Farm data entry'!$D$10","v":0},{"$f":"AND(C10890>='Farm data entry'!$E$15,Hydrology!C10890<='Farm data entry'!$E$16)","v":true},0,{"$f":"VLOOKUP($A10890,ETo!$A$3:$N$10959,Hydrology!$D$1,FALSE)","v":0.66035149999999998},{"$f":"(H10890*'Farm data entry'!$D$25)","v":0.46224604999999996},{"$f":"kc(C10890,Kc!$E$9:$H$9,Kc!$I$9:$K$9)","v":0.25},0.11556151249999999,{"$f":"K10890*10*'Farm data entry'!$E$22","v":2.3112302499999999},{"$f":"(L10890*'Farm data entry'!$D$14)","v":0.3466845375},2.6579147874999998,2.6579147874999998,0,846.29137217909999,0,2.6579147874999998,0,1482.5335960977702,0,2.6579147874999998,0,2482.5335960977654,0]
["2015-10-23",2015,296,{"$f":"VLOOKUP($A10891,Rainfall!$D$3:$Q$10959,Hydrology!$D$1,FALSE)","v":0},{"$f":"MAX((D10891-'Farm data entry'!$D$24)*'Farm data entry'!$D$23,0)*10*'Farm data entry'!$D$10","v":0},{"$f":"AND(C10891>='Farm data entry'!$E$15,Hydrology!C10891<='Farm data entry'!$E$16)","v":true},0,{"$f":"VLOOKUP($A10891,ETo!$A$3:$N$10959,Hydrology!$D$1,FALSE)","v":0.47363916},{"$f":"(H10891*'Farm data entry'!$D$25)","v":0.33154741199999999},{"$f":"kc(C10891,Kc!$E$9:$H$9,Kc!$I$9:$K$9)","v":0.22500000000000001},7.4598167699999995E-2,{"$f":"K10891*10*'Farm data entry'!$E$22","v":1.4919633539999999},{"$f":"(L10891*'Farm data entry'!$D$14)","v":0.22379450309999999},1.7157578570999998,1.7157578570999998,0,844.57561432199998,0,1.7157578570999998,0,1480.8178382406702,0,1.7157578570999998,0,2480.8178382406654,0]
["2015-10-24",2015,297,{"$f":"VLOOKUP($A10892,Rainfall!$D$3:$Q$10959,Hydrology!$D$1,FALSE)","v":3.4095237119999999},{"$f":"MAX((D10892-'Farm data entry'!$D$24)*'Farm data entry'!$D$23,0)*10*'Farm data entry'!$D$10","v":26.780950527999998},{"$f":"AND(C10892>='Farm data entry'!$E$15,Hydrology!C10892<='Farm data entry'!$E$16)","v":true},26.780950527999998,{"$f":"VLOOKUP($A10892,ETo!$A$3:$N$10959,Hydrology!$D$1,FALSE)","v":0.49634220000000001},{"$f":"(H10892*'Farm data entry'!$D$25)","v":0.34743953999999999},{"$f":"kc(C10892,Kc!$E$9:$H$9,Kc!$I$9:$K$9)","v":0.2},6.9487908000000001E-2,{"$f":"K10892*10*'Farm data entry'!$E$22","v":1.38975816},{"$f":"(L10892*'Farm data entry'!$D$14)","v":0.20846372399999999},1.598221884,1.598221884,0,869.75834296599987,0,1.598221884,0,1506.0005668846702,0,1.598221884,0,2506.0005668846657,0]
["2015-10-25",2015,298,{"$f":"VLOOKUP($A10893,Rainfall!$D$3:$Q$10959,Hydrology!$D$1,FALSE)","v":0},{"$f":"MAX((D10893-'Farm data entry'!$D$24)*'Farm data entry'!$D$23,0)*10*'Farm data entry'!$D$10","v":0},{"$f":"AND(C10893>='Farm data entry'!$E$15,Hydrology!C10893<='Farm data entry'!$E$16)","v":true},0,{"$f":"VLOOKUP($A10893,ETo!$A$3:$N$10959,Hydrology!$D$1,FALSE)","v":0.34234217},{"$f":"(H10893*'Farm data entry'!$D$25)","v":0.239639519},{"$f":"kc(C10893,Kc!$E$9:$H$9,Kc!$I$9:$K$9)","v":0.17499999999999999},4.1936915824999997E-2,{"$f":"K10893*10*'Farm data entry'!$E$22","v":0.83873831649999997},{"$f":"(L10893*'Farm data entry'!$D$14)","v":0.12581074747499998},0.96454906397499995,0.96454906397499995,0,868.79379390202485,0,0.96454906397499995,0,1505.0360178206952,0,0.96454906397499995,0,2505.0360178206906,0]
["2015-10-26",2015,299,{"$f":"VLOOKUP($A10894,Rainfall!$D$3:$Q$10959,Hydrology!$D$1,FALSE)","v":0},{"$f":"MAX((D10894-'Farm data entry'!$D$24)*'Farm data entry'!$D$23,0)*10*'Farm data entry'!$D$10","v":0},{"$f":"AND(C10894>='Farm data entry'!$E$15,Hydrology!C10894<='Farm data entry'!$E$16)","v":true},0,{"$f":"VLOOKUP($A10894,ETo!$A$3:$N$10959,Hydrology!$D$1,FALSE)","v":0.34078106000000002},{"$f":"(H10894*'Farm data entry'!$D$25)","v":0.23854674200000001},{"$f":"kc(C10894,Kc!$E$9:$H$9,Kc!$I$9:$K$9)","v":0.15},3.57820113E-2,{"$f":"K10894*10*'Farm data entry'!$E$22","v":0.71564022599999999},{"$f":"(L10894*'Farm data entry'!$D$14)","v":0.1073460339},0.82298625989999996,0.82298625989999996,0,867.9708076421249,0,0.82298625989999996,0,1504.2130315607951,0,0.82298625989999996,0,2504.2130315607906,0]
["2015-10-27",2015,300,{"$f":"VLOOKUP($A10895,Rainfall!$D$3:$Q$10959,Hydrology!$D$1,FALSE)","v":12.334453631999999},{"$f":"MAX((D10895-'Farm data entry'!$D$24)*'Farm data entry'!$D$23,0)*10*'Farm data entry'!$D$10","v":196.35461900799996},{"$f":"AND(C10895>='Farm data entry'!$E$15,Hydrology!C10895<='Farm data entry'!$E$16)","v":true},196.35461900799996,{"$f":"VLOOKUP($A10895,ETo!$A$3:$N$10959,Hydrology!$D$1,FALSE)","v":0.28984767},{"$f":"(H10895*'Farm data entry'!$D$25)","v":0.20289336899999999},{"$f":"kc(C10895,Kc!$E$9:$H$9,Kc!$I$9:$K$9)","v":0.125},2.5361671124999999E-2,{"$f":"K10895*10*'Farm data entry'!$E$22","v":0.50723342249999992},{"$f":"(L10895*'Farm data entry'!$D$14)","v":7.6085013374999982E-2},0.58331843587499987,0.58331843587499987,63.742108214249811,1000,0,0.58331843587499987,0,1699.9843321329199,0,0.58331843587499987,0,2699.9843321329158,0]
["2015-10-28",2015,301,{"$f":"VLOOKUP($A10896,Rainfall!$D$3:$Q$10959,Hydrology!$D$1,FALSE)","v":0},{"$f":"MAX((D10896-'Farm data entry'!$D$24)*'Farm data entry'!$D$23,0)*10*'Farm data entry'!$D$10","v":0},{"$f":"AND(C10896>='Farm data entry'!$E$15,Hydrology!C10896<='Farm data entry'!$E$16)","v":true},0,{"$f":"VLOOKUP($A10896,ETo!$A$3:$N$10959,Hydrology!$D$1,FALSE)","v":0.22252875999999999},{"$f":"(H10896*'Farm data entry'!$D$25)","v":0.15577013199999998},{"$f":"kc(C10896,Kc!$E$9:$H$9,Kc!$I$9:$K$9)","v":0.1},1.5577013199999998E-2,{"$f":"K10896*10*'Farm data entry'!$E$22","v":0.31154026399999996},{"$f":"(L10896*'Farm data entry'!$D$14)","v":4.6731039599999989E-2},0.35827130359999992,0.35827130359999992,0,999.64172869640004,0,0.35827130359999992,0,1699.6260608293198,0,0.35827130359999992,0,2699.626060829316,0]
["2015-10-29",2015,302,{"$f":"VLOOKUP($A10897,Rainfall!$D$3:$Q$10959,Hydrology!$D$1,FALSE)","v":1.704761856},{"$f":"MAX((D10897-'Farm data entry'!$D$24)*'Farm data entry'!$D$23,0)*10*'Farm data entry'!$D$10","v":0},{"$f":"AND(C10897>='Farm data entry'!$E$15,Hydrology!C10897<='Farm data entry'!$E$16)","v":true},0,{"$f":"VLOOKUP($A10897,ETo!$A$3:$N$10959,Hydrology!$D$1,FALSE)","v":0.24993014},{"$f":"(H10897*'Farm data entry'!$D$25)","v":0.17495109799999997},{"$f":"kc(C10897,Kc!$E$9:$H$9,Kc!$I$9:$K$9)","v":7.4999999999999997E-2},1.3121332349999997E-2,{"$f":"K10897*10*'Farm data entry'!$E$22","v":0.26242664699999996},{"$f":"(L10897*'Farm data entry'!$D$14)","v":3.9363997049999995E-2},0.30179064404999995,0.30179064404999995,0,999.33993805235002,0,0.30179064404999995,0,1699.3242701852698,0,0.30179064404999995,0,2699.324270185266,0]
["2015-10-30",2015,303,{"$f":"VLOOKUP($A10898,Rainfall!$D$3:$Q$10959,Hydrology!$D$1,FALSE)","v":0.10028010816000001},{"$f":"MAX((D10898-'Farm data entry'!$D$24)*'Farm data entry'!$D$23,0)*10*'Farm data entry'!$D$10","v":0},{"$f":"AND(C10898>='Farm data entry'!$E$15,Hydrology!C10898<='Farm data entry'!$E$16)","v":true},0,{"$f":"VLOOKUP($A10898,ETo!$A$3:$N$10959,Hydrology!$D$1,FALSE)","v":0.28491562999999998},{"$f":"(H10898*'Farm data entry'!$D$25)","v":0.19944094099999998},{"$f":"kc(C10898,Kc!$E$9:$H$9,Kc!$I$9:$K$9)","v":0.05},9.9720470500000002E-3,{"$f":"K10898*10*'Farm data entry'!$E$22","v":0.19944094100000001},{"$f":"(L10898*'Farm data entry'!$D$14)","v":2.9916141149999999E-2},0.22935708215,0.22935708215,0,999.11058097019998,0,0.22935708215,0,1699.0949131031198,0,0.22935708215,0,2699.0949131031161,0]
["2015-10-31",2015,304,{"$f":"VLOOKUP($A10899,Rainfall!$D$3:$Q$10959,Hydrology!$D$1,FALSE)","v":0},{"$f":"MAX((D10899-'Farm data entry'!$D$24)*'Farm data entry'!$D$23,0)*10*'Farm data entry'!$D$10","v":0},{"$f":"AND(C10899>='Farm data entry'!$E$15,Hydrology!C10899<='Farm data entry'!$E$16)","v":true},0,{"$f":"VLOOKUP($A10899,ETo!$A$3:$N$10959,Hydrology!$D$1,FALSE)","v":0.17139344000000001},{"$f":"(H10899*'Farm data entry'!$D$25)","v":0.11997540799999999},{"$f":"kc(C10899,Kc!$E$9:$H$9,Kc!$I$9:$K$9)","v":2.5000000000000001E-2},2.9993851999999999E-3,{"$f":"K10899*10*'Farm data entry'!$E$22","v":5.9987703999999996E-2},{"$f":"(L10899*'Farm data entry'!$D$14)","v":8.9981555999999983E-3},6.8985859599999991E-2,6.8985859599999991E-2,0,999.04159511059993,0,6.8985859599999991E-2,0,1699.0259272435198,0,6.8985859599999991E-2,0,2699.025927243516,0]
["2015-11-01",2015,305,{"$f":"VLOOKUP($A10900,Rainfall!$D$3:$Q$10959,Hydrology!$D$1,FALSE)","v":0.10191387168},{"$f":"MAX((D10900-'Farm data entry'!$D$24)*'Farm data entry'!$D$23,0)*10*'Farm data entry'!$D$10","v":0},{"$f":"AND(C10900>='Farm data entry'!$E$15,Hydrology!C10900<='Farm data entry'!$E$16)","v":false},0,{"$f":"VLOOKUP($A10900,ETo!$A$3:$N$10959,Hydrology!$D$1,FALSE)","v":2.2511927000000001E-2},{"$f":"(H10900*'Farm data entry'!$D$25)","v":1.57583489E-2},{"$f":"kc(C10900,Kc!$E$9:$H$9,Kc!$I$9:$K$9)","v":0},0,{"$f":"K10900*10*'Farm data entry'!$E$22","v":0},{"$f":"(L10900*'Farm data entry'!$D$14)","v":0},0,0,0,999.04159511059993,0,0,0,1699.0259272435198,0,0,0,2699.025927243516,0]
["2015-11-02",2015,306,{"$f":"VLOOKUP($A10901,Rainfall!$D$3:$Q$10959,Hydrology!$D$1,FALSE)","v":0},{"$f":"MAX((D10901-'Farm data entry'!$D$24)*'Farm data entry'!$D$23,0)*10*'Farm data entry'!$D$10","v":0},{"$f":"AND(C10901>='Farm data entry'!$E$15,Hydrology!C10901<='Farm data entry'!$E$16)","v":false},0,{"$f":"VLOOKUP($A10901,ETo!$A$3:$N$10959,Hydrology!$D$1,FALSE)","v":3.0732734000000001E-2},{"$f":"(H10901*'Farm data entry'!$D$25)","v":2.1512913799999998E-2},{"$f":"kc(C10901,Kc!$E$9:$H$9,Kc!$I$9:$K$9)","v":0},0,{"$f":"K10901*10*'Farm data entry'!$E$22","v":0},{"$f":"(L10901*'Farm data entry'!$D$14)","v":0},0,0,0,999.04159511059993,0,0,0,1699.0259272435198,0,0,0,2699.025927243516,0]
["2015-11-03",2015,307,{"$f":"VLOOKUP($A10902,Rainfall!$D$3:$Q$10959,Hydrology!$D$1,FALSE)","v":11.822010048000001},{"$f":"MAX((D10902-'Farm data entry'!$D$24)*'Farm data entry'!$D$23,0)*10*'Farm data entry'!$D$10","v":186.61819091200002},{"$f":"AND(C10902>='Farm data entry'!$E$15,Hydrology!C10902<='Farm data entry'!$E$16)","v":false},0,{"$f":"VLOOKUP($A10902,ETo!$A$3:$N$10959,Hydrology!$D$1,FALSE)","v":0.14291873999999999},{"$f":"(H10902*'Farm data entry'!$D$25)","v":0.10004311799999999},{"$f":"kc(C10902,Kc!$E$9:$H$9,Kc!$I$9:$K$9)","v":0},0,{"$f":"K10902*10*'Farm data entry'!$E$22","v":0},{"$f":"(L10902*'Farm data entry'!$D$14)","v":0},0,0,0,999.04159511059993,0,0,0,1699.0259272435198,0,0,0,2699.025927243516,0]
["2015-11-04",2015,308,{"$f":"VLOOKUP($A10903,Rainfall!$D$3:$Q$10959,Hydrology!$D$1,FALSE)","v":2.3440190400000001},{"$f":"MAX((D10903-'Farm data entry'!$D$24)*'Farm data entry'!$D$23,0)*10*'Farm data entry'!$D$10","v":6.536361760000001},{"$f":"AND(C10903>='Farm data entry'!$E$15,Hydrology!C10903<='Farm data entry'!$E$16)","v":false},0,{"$f":"VLOOKUP($A10903,ETo!$A$3:$N$10959,Hydrology!$D$1,FALSE)","v":5.4099042E-2},{"$f":"(H10903*'Farm data entry'!$D$25)","v":3.7869329399999999E-2},{"$f":"kc(C10903,Kc!$E$9:$H$9,Kc!$I$9:$K$9)","v":0},0,{"$f":"K10903*10*'Farm data entry'!$E$22","v":0},{"$f":"(L10903*'Farm data entry'!$D$14)","v":0},0,0,0,999.04159511059993,0,0,0,1699.0259272435198,0,0,0,2699.025927243516,0]
["2015-11-05",2015,309,{"$f":"VLOOKUP($A10904,Rainfall!$D$3:$Q$10959,Hydrology!$D$1,FALSE)","v":8.6626791359999995},{"$f":"MAX((D10904-'Farm data entry'!$D$24)*'Farm data entry'!$D$23,0)*10*'Farm data entry'!$D$10","v":126.59090358399999},{"$f":"AND(C10904>='Farm data entry'!$E$15,Hydrology!C10904<='Farm data entry'!$E$16)","v":false},0,{"$f":"VLOOKUP($A10904,ETo!$A$3:$N$10959,Hydrology!$D$1,FALSE)","v":8.0953129999999998E-2},{"$f":"(H10904*'Farm data entry'!$D$25)","v":5.6667190999999992E-2},{"$f":"kc(C10904,Kc!$E$9:$H$9,Kc!$I$9:$K$9)","v":0},0,{"$f":"K10904*10*'Farm data entry'!$E$22","v":0},{"$f":"(L10904*'Farm data entry'!$D$14)","v":0},0,0,0,999.04159511059993,0,0,0,1699.0259272435198,0,0,0,2699.025927243516,0]
["2015-11-06",2015,310,{"$f":"VLOOKUP($A10905,Rainfall!$D$3:$Q$10959,Hydrology!$D$1,FALSE)","v":3.0574160640000003},{"$f":"MAX((D10905-'Farm data entry'!$D$24)*'Farm data entry'!$D$23,0)*10*'Farm data entry'!$D$10","v":20.090905216000007},{"$f":"AND(C10905>='Farm data entry'!$E$15,Hydrology!C10905<='Farm data entry'!$E$16)","v":false},0,{"$f":"VLOOKUP($A10905,ETo!$A$3:$N$10959,Hydrology!$D$1,FALSE)","v":0.10609664000000001},{"$f":"(H10905*'Farm data entry'!$D$25)","v":7.4267648000000006E-2},{"$f":"kc(C10905,Kc!$E$9:$H$9,Kc!$I$9:$K$9)","v":0},0,{"$f":"K10905*10*'Farm data entry'!$E$22","v":0},{"$f":"(L10905*'Farm data entry'!$D$14)","v":0},0,0,0,999.04159511059993,0,0,0,1699.0259272435198,0,0,0,2699.025927243516,0]
["2015-11-07",2015,311,{"$f":"VLOOKUP($A10906,Rainfall!$D$3:$Q$10959,Hydrology!$D$1,FALSE)","v":2.5478469216000001},{"$f":"MAX((D10906-'Farm data entry'!$D$24)*'Farm data entry'!$D$23,0)*10*'Farm data entry'!$D$10","v":10.409091510400001},{"$f":"AND(C10906>='Farm data entry'!$E$15,Hydrology!C10906<='Farm data entry'!$E$16)","v":false},0,{"$f":"VLOOKUP($A10906,ETo!$A$3:$N$10959,Hydrology!$D$1,FALSE)","v":0.22719705000000001},{"$f":"(H10906*'Farm data entry'!$D$25)","v":0.15903793499999999},{"$f":"kc(C10906,Kc!$E$9:$H$9,Kc!$I$9:$K$9)","v":0},0,{"$f":"K10906*10*'Farm data entry'!$E$22","v":0},{"$f":"(L10906*'Farm data entry'!$D$14)","v":0},0,0,0,999.04159511059993,0,0,0,1699.0259272435198,0,0,0,2699.025927243516,0]
["2015-11-08",2015,312,{"$f":"VLOOKUP($A10907,Rainfall!$D$3:$Q$10959,Hydrology!$D$1,FALSE)","v":0},{"$f":"MAX((D10907-'Farm data entry'!$D$24)*'Farm data entry'!$D$23,0)*10*'Farm data entry'!$D$10","v":0},{"$f":"AND(C10907>='Farm data entry'!$E$15,Hydrology!C10907<='Farm data entry'!$E$16)","v":false},0,{"$f":"VLOOKUP($A10907,ETo!$A$3:$N$10959,Hydrology!$D$1,FALSE)","v":0.10122852},{"$f":"(H10907*'Farm data entry'!$D$25)","v":7.0859963999999998E-2},{"$f":"kc(C10907,Kc!$E$9:$H$9,Kc!$I$9:$K$9)","v":0},0,{"$f":"K10907*10*'Farm data entry'!$E$22","v":0},{"$f":"(L10907*'Farm data entry'!$D$14)","v":0},0,0,0,999.04159511059993,0,0,0,1699.0259272435198,0,0,0,2699.025927243516,0]
["2015-11-09",2015,313,{"$f":"VLOOKUP($A10908,Rainfall!$D$3:$Q$10959,Hydrology!$D$1,FALSE)","v":0},{"$f":"MAX((D10908-'Farm data entry'!$D$24)*'Farm data entry'!$D$23,0)*10*'Farm data entry'!$D$10","v":0},{"$f":"AND(C10908>='Farm data entry'!$E$15,Hydrology!C10908<='Farm data entry'!$E$16)","v":false},0,{"$f":"VLOOKUP($A10908,ETo!$A$3:$N$10959,Hydrology!$D$1,FALSE)","v":0.8184477},{"$f":"(H10908*'Farm data entry'!$D$25)","v":0.57291338999999997},{"$f":"kc(C10908,Kc!$E$9:$H$9,Kc!$I$9:$K$9)","v":0},0,{"$f":"K10908*10*'Farm data entry'!$E$22","v":0},{"$f":"(L10908*'Farm data entry'!$D$14)","v":0},0,0,0,999.04159511059993,0,0,0,1699.0259272435198,0,0,0,2699.025927243516,0]
["2015-11-10",2015,314,{"$f":"VLOOKUP($A10909,Rainfall!$D$3:$Q$10959,Hydrology!$D$1,FALSE)","v":0.20382774336000001},{"$f":"MAX((D10909-'Farm data entry'!$D$24)*'Farm data entry'!$D$23,0)*10*'Farm data entry'!$D$10","v":0},{"$f":"AND(C10909>='Farm data entry'!$E$15,Hydrology!C10909<='Farm data entry'!$E$16)","v":false},0,{"$f":"VLOOKUP($A10909,ETo!$A$3:$N$10959,Hydrology!$D$1,FALSE)","v":0.37565789999999999},{"$f":"(H10909*'Farm data entry'!$D$25)","v":0.26296052999999997},{"$f":"kc(C10909,Kc!$E$9:$H$9,Kc!$I$9:$K$9)","v":0},0,{"$f":"K10909*10*'Farm data entry'!$E$22","v":0},{"$f":"(L10909*'Farm data entry'!$D$14)","v":0},0,0,0,999.04159511059993,0,0,0,1699.0259272435198,0,0,0,2699.025927243516,0]
["2015-11-11",2015,315,{"$f":"VLOOKUP($A10910,Rainfall!$D$3:$Q$10959,Hydrology!$D$1,FALSE)","v":0},{"$f":"MAX((D10910-'Farm data entry'!$D$24)*'Farm data entry'!$D$23,0)*10*'Farm data entry'!$D$10","v":0},{"$f":"AND(C10910>='Farm data entry'!$E$15,Hydrology!C10910<='Farm data entry'!$E$16)","v":false},0,{"$f":"VLOOKUP($A10910,ETo!$A$3:$N$10959,Hydrology!$D$1,FALSE)","v":0.75460190000000005},{"$f":"(H10910*'Farm data entry'!$D$25)","v":0.52822133000000004},{"$f":"kc(C10910,Kc!$E$9:$H$9,Kc!$I$9:$K$9)","v":0},0,{"$f":"K10910*10*'Farm data entry'!$E$22","v":0},{"$f":"(L10910*'Farm data entry'!$D$14)","v":0},0,0,0,999.04159511059993,0,0,0,1699.0259272435198,0,0,0,2699.025927243516,0]
["2015-11-12",2015,316,{"$f":"VLOOKUP($A10911,Rainfall!$D$3:$Q$10959,Hydrology!$D$1,FALSE)","v":0.407655504},{"$f":"MAX((D10911-'Farm data entry'!$D$24)*'Farm data entry'!$D$23,0)*10*'Farm data entry'!$D$10","v":0},{"$f":"AND(C10911>='Farm data entry'!$E$15,Hydrology!C10911<='Farm data entry'!$E$16)","v":false},0,{"$f":"VLOOKUP($A10911,ETo!$A$3:$N$10959,Hydrology!$D$1,FALSE)","v":0.2611174},{"$f":"(H10911*'Farm data entry'!$D$25)","v":0.18278217999999999},{"$f":"kc(C10911,Kc!$E$9:$H$9,Kc!$I$9:$K$9)","v":0},0,{"$f":"K10911*10*'Farm data entry'!$E$22","v":0},{"$f":"(L10911*'Farm data entry'!$D$14)","v":0},0,0,0,999.04159511059993,0,0,0,1699.0259272435198,0,0,0,2699.025927243516,0]
["2015-11-13",2015,317,{"$f":"VLOOKUP($A10912,Rainfall!$D$3:$Q$10959,Hydrology!$D$1,FALSE)","v":0.50956940159999997},{"$f":"MAX((D10912-'Farm data entry'!$D$24)*'Farm data entry'!$D$23,0)*10*'Farm data entry'!$D$10","v":0},{"$f":"AND(C10912>='Farm data entry'!$E$15,Hydrology!C10912<='Farm data entry'!$E$16)","v":false},0,{"$f":"VLOOKUP($A10912,ETo!$A$3:$N$10959,Hydrology!$D$1,FALSE)","v":0.92710179999999998},{"$f":"(H10912*'Farm data entry'!$D$25)","v":0.64897125999999994},{"$f":"kc(C10912,Kc!$E$9:$H$9,Kc!$I$9:$K$9)","v":0},0,{"$f":"K10912*10*'Farm data entry'!$E$22","v":0},{"$f":"(L10912*'Farm data entry'!$D$14)","v":0},0,0,0,999.04159511059993,0,0,0,1699.0259272435198,0,0,0,2699.025927243516,0]
["2015-11-14",2015,318,{"$f":"VLOOKUP($A10913,Rainfall!$D$3:$Q$10959,Hydrology!$D$1,FALSE)","v":9.8856460800000008},{"$f":"MAX((D10913-'Farm data entry'!$D$24)*'Farm data entry'!$D$23,0)*10*'Farm data entry'!$D$10","v":149.82727552},{"$f":"AND(C10913>='Farm data entry'!$E$15,Hydrology!C10913<='Farm data entry'!$E$16)","v":false},0,{"$f":"VLOOKUP($A10913,ETo!$A$3:$N$10959,Hydrology!$D$1,FALSE)","v":0.35748643000000002},{"$f":"(H10913*'Farm data entry'!$D$25)","v":0.250240501},{"$f":"kc(C10913,Kc!$E$9:$H$9,Kc!$I$9:$K$9)","v":0},0,{"$f":"K10913*10*'Farm data entry'!$E$22","v":0},{"$f":"(L10913*'Farm data entry'!$D$14)","v":0},0,0,0,999.04159511059993,0,0,0,1699.0259272435198,0,0,0,2699.025927243516,0]
["2015-11-15",2015,319,{"$f":"VLOOKUP($A10914,Rainfall!$D$3:$Q$10959,Hydrology!$D$1,FALSE)","v":0.20382774336000001},{"$f":"MAX((D10914-'Farm data entry'!$D$24)*'Farm data entry'!$D$23,0)*10*'Farm data entry'!$D$10","v":0},{"$f":"AND(C10914>='Farm data entry'!$E$15,Hydrology!C10914<='Farm data entry'!$E$16)","v":false},0,{"$f":"VLOOKUP($A10914,ETo!$A$3:$N$10959,Hydrology!$D$1,FALSE)","v":1.0313067},{"$f":"(H10914*'Farm data entry'!$D$25)","v":0.72191468999999997},{"$f":"kc(C10914,Kc!$E$9:$H$9,Kc!$I$9:$K$9)","v":0},0,{"$f":"K10914*10*'Farm data entry'!$E$22","v":0},{"$f":"(L10914*'Farm data entry'!$D$14)","v":0},0,0,0,999.04159511059993,0,0,0,1699.0259272435198,0,0,0,2699.025927243516,0]
["2015-11-16",2015,320,{"$f":"VLOOKUP($A10915,Rainfall!$D$3:$Q$10959,Hydrology!$D$1,FALSE)","v":3.6688995360000001},{"$f":"MAX((D10915-'Farm data entry'!$D$24)*'Farm data entry'!$D$23,0)*10*'Farm data entry'!$D$10","v":31.709091184000002},{"$f":"AND(C10915>='Farm data entry'!$E$15,Hydrology!C10915<='Farm data entry'!$E$16)","v":false},0,{"$f":"VLOOKUP($A10915,ETo!$A$3:$N$10959,Hydrology!$D$1,FALSE)","v":0.62584759999999995},{"$f":"(H10915*'Farm data entry'!$D$25)","v":0.43809331999999995},{"$f":"kc(C10915,Kc!$E$9:$H$9,Kc!$I$9:$K$9)","v":0},0,{"$f":"K10915*10*'Farm data entry'!$E$22","v":0},{"$f":"(L10915*'Farm data entry'!$D$14)","v":0},0,0,0,999.04159511059993,0,0,0,1699.0259272435198,0,0,0,2699.025927243516,0]
["2015-11-17",2015,321,{"$f":"VLOOKUP($A10916,Rainfall!$D$3:$Q$10959,Hydrology!$D$1,FALSE)","v":2.5478469216000001},{"$f":"MAX((D10916-'Farm data entry'!$D$24)*'Farm data entry'!$D$23,0)*10*'Farm data entry'!$D$10","v":10.409091510400001},{"$f":"AND(C10916>='Farm data entry'!$E$15,Hydrology!C10916<='Farm data entry'!$E$16)","v":false},0,{"$f":"VLOOKUP($A10916,ETo!$A$3:$N$10959,Hydrology!$D$1,FALSE)","v":0.69749284},{"$f":"(H10916*'Farm data entry'!$D$25)","v":0.48824498799999999},{"$f":"kc(C10916,Kc!$E$9:$H$9,Kc!$I$9:$K$9)","v":0},0,{"$f":"K10916*10*'Farm data entry'!$E$22","v":0},{"$f":"(L10916*'Farm data entry'!$D$14)","v":0},0,0,0,999.04159511059993,0,0,0,1699.0259272435198,0,0,0,2699.025927243516,0]
["2015-11-18",2015,322,{"$f":"VLOOKUP($A10917,Rainfall!$D$3:$Q$10959,Hydrology!$D$1,FALSE)","v":0},{"$f":"MAX((D10917-'Farm data entry'!$D$24)*'Farm data entry'!$D$23,0)*10*'Farm data entry'!$D$10","v":0},{"$f":"AND(C10917>='Farm data entry'!$E$15,Hydrology!C10917<='Farm data entry'!$E$16)","v":false},0,{"$f":"VLOOKUP($A10917,ETo!$A$3:$N$10959,Hydrology!$D$1,FALSE)","v":1.0783605999999999},{"$f":"(H10917*'Farm data entry'!$D$25)","v":0.75485241999999986},{"$f":"kc(C10917,Kc!$E$9:$H$9,Kc!$I$9:$K$9)","v":0},0,{"$f":"K10917*10*'Farm data entry'!$E$22","v":0},{"$f":"(L10917*'Farm data entry'!$D$14)","v":0},0,0,0,999.04159511059993,0,0,0,1699.0259272435198,0,0,0,2699.025927243516,0]
["2015-11-19",2015,323,{"$f":"VLOOKUP($A10918,Rainfall!$D$3:$Q$10959,Hydrology!$D$1,FALSE)","v":2.1401914176000001},{"$f":"MAX((D10918-'Farm data entry'!$D$24)*'Farm data entry'!$D$23,0)*10*'Farm data entry'!$D$10","v":2.6636369344000017},{"$f":"AND(C10918>='Farm data entry'!$E$15,Hydrology!C10918<='Farm data entry'!$E$16)","v":false},0,{"$f":"VLOOKUP($A10918,ETo!$A$3:$N$10959,Hydrology!$D$1,FALSE)","v":0.3851735},{"$f":"(H10918*'Farm data entry'!$D$25)","v":0.26962144999999998},{"$f":"kc(C10918,Kc!$E$9:$H$9,Kc!$I$9:$K$9)","v":0},0,{"$f":"K10918*10*'Farm data entry'!$E$22","v":0},{"$f":"(L10918*'Farm data entry'!$D$14)","v":0},0,0,0,999.04159511059993,0,0,0,1699.0259272435198,0,0,0,2699.025927243516,0]
["2015-11-20",2015,324,{"$f":"VLOOKUP($A10919,Rainfall!$D$3:$Q$10959,Hydrology!$D$1,FALSE)","v":1.9363636224},{"$f":"MAX((D10919-'Farm data entry'!$D$24)*'Farm data entry'!$D$23,0)*10*'Farm data entry'!$D$10","v":0},{"$f":"AND(C10919>='Farm data entry'!$E$15,Hydrology!C10919<='Farm data entry'!$E$16)","v":false},0,{"$f":"VLOOKUP($A10919,ETo!$A$3:$N$10959,Hydrology!$D$1,FALSE)","v":0.3188241},{"$f":"(H10919*'Farm data entry'!$D$25)","v":0.22317686999999997},{"$f":"kc(C10919,Kc!$E$9:$H$9,Kc!$I$9:$K$9)","v":0},0,{"$f":"K10919*10*'Farm data entry'!$E$22","v":0},{"$f":"(L10919*'Farm data entry'!$D$14)","v":0},0,0,0,999.04159511059993,0,0,0,1699.0259272435198,0,0,0,2699.025927243516,0]
["2015-11-21",2015,325,{"$f":"VLOOKUP($A10920,Rainfall!$D$3:$Q$10959,Hydrology!$D$1,FALSE)","v":1.3248804096000002},{"$f":"MAX((D10920-'Farm data entry'!$D$24)*'Farm data entry'!$D$23,0)*10*'Farm data entry'!$D$10","v":0},{"$f":"AND(C10920>='Farm data entry'!$E$15,Hydrology!C10920<='Farm data entry'!$E$16)","v":false},0,{"$f":"VLOOKUP($A10920,ETo!$A$3:$N$10959,Hydrology!$D$1,FALSE)","v":0.68901650000000003},{"$f":"(H10920*'Farm data entry'!$D$25)","v":0.48231154999999998},{"$f":"kc(C10920,Kc!$E$9:$H$9,Kc!$I$9:$K$9)","v":0},0,{"$f":"K10920*10*'Farm data entry'!$E$22","v":0},{"$f":"(L10920*'Farm data entry'!$D$14)","v":0},0,0,0,999.04159511059993,0,0,0,1699.0259272435198,0,0,0,2699.025927243516,0]
["2015-11-22",2015,326,{"$f":"VLOOKUP($A10921,Rainfall!$D$3:$Q$10959,Hydrology!$D$1,FALSE)","v":0},{"$f":"MAX((D10921-'Farm data entry'!$D$24)*'Farm data entry'!$D$23,0)*10*'Farm data entry'!$D$10","v":0},{"$f":"AND(C10921>='Farm data entry'!$E$15,Hydrology!C10921<='Farm data entry'!$E$16)","v":false},0,{"$f":"VLOOKUP($A10921,ETo!$A$3:$N$10959,Hydrology!$D$1,FALSE)","v":0.19194283000000001},{"$f":"(H10921*'Farm data entry'!$D$25)","v":0.13435998099999999},{"$f":"kc(C10921,Kc!$E$9:$H$9,Kc!$I$9:$K$9)","v":0},0,{"$f":"K10921*10*'Farm data entry'!$E$22","v":0},{"$f":"(L10921*'Farm data entry'!$D$14)","v":0},0,0,0,999.04159511059993,0,0,0,1699.0259272435198,0,0,0,2699.025927243516,0]
["2015-11-23",2015,327,{"$f":"VLOOKUP($A10922,Rainfall!$D$3:$Q$10959,Hydrology!$D$1,FALSE)","v":7.4397127103999994},{"$f":"MAX((D10922-'Farm data entry'!$D$24)*'Farm data entry'!$D$23,0)*10*'Farm data entry'!$D$10","v":103.35454149759998},{"$f":"AND(C10922>='Farm data entry'!$E$15,Hydrology!C10922<='Farm data entry'!$E$16)","v":false},0,{"$f":"VLOOKUP($A10922,ETo!$A$3:$N$10959,Hydrology!$D$1,FALSE)","v":0.104546376},{"$f":"(H10922*'Farm data entry'!$D$25)","v":7.3182463199999992E-2},{"$f":"kc(C10922,Kc!$E$9:$H$9,Kc!$I$9:$K$9)","v":0},0,{"$f":"K10922*10*'Farm data entry'!$E$22","v":0},{"$f":"(L10922*'Farm data entry'!$D$14)","v":0},0,0,0,999.04159511059993,0,0,0,1699.0259272435198,0,0,0,2699.025927243516,0]
["2015-11-24",2015,328,{"$f":"VLOOKUP($A10923,Rainfall!$D$3:$Q$10959,Hydrology!$D$1,FALSE)","v":0.71339711040000009},{"$f":"MAX((D10923-'Farm data entry'!$D$24)*'Farm data entry'!$D$23,0)*10*'Farm data entry'!$D$10","v":0},{"$f":"AND(C10923>='Farm data entry'!$E$15,Hydrology!C10923<='Farm data entry'!$E$16)","v":false},0,{"$f":"VLOOKUP($A10923,ETo!$A$3:$N$10959,Hydrology!$D$1,FALSE)","v":0.17041630999999999},{"$f":"(H10923*'Farm data entry'!$D$25)","v":0.11929141699999998},{"$f":"kc(C10923,Kc!$E$9:$H$9,Kc!$I$9:$K$9)","v":0},0,{"$f":"K10923*10*'Farm data entry'!$E$22","v":0},{"$f":"(L10923*'Farm data entry'!$D$14)","v":0},0,0,0,999.04159511059993,0,0,0,1699.0259272435198,0,0,0,2699.025927243516,0]
["2015-11-25",2015,329,{"$f":"VLOOKUP($A10924,Rainfall!$D$3:$Q$10959,Hydrology!$D$1,FALSE)","v":0.10191387168},{"$f":"MAX((D10924-'Farm data entry'!$D$24)*'Farm data entry'!$D$23,0)*10*'Farm data entry'!$D$10","v":0},{"$f":"AND(C10924>='Farm data entry'!$E$15,Hydrology!C10924<='Farm data entry'!$E$16)","v":false},0,{"$f":"VLOOKUP($A10924,ETo!$A$3:$N$10959,Hydrology!$D$1,FALSE)","v":0.25539905000000002},{"$f":"(H10924*'Farm data entry'!$D$25)","v":0.17877933500000001},{"$f":"kc(C10924,Kc!$E$9:$H$9,Kc!$I$9:$K$9)","v":0},0,{"$f":"K10924*10*'Farm data entry'!$E$22","v":0},{"$f":"(L10924*'Farm data entry'!$D$14)","v":0},0,0,0,999.04159511059993,0,0,0,1699.0259272435198,0,0,0,2699.025927243516,0]
["2015-11-26",2015,330,{"$f":"VLOOKUP($A10925,Rainfall!$D$3:$Q$10959,Hydrology!$D$1,FALSE)","v":0.20382774336000001},{"$f":"MAX((D10925-'Farm data entry'!$D$24)*'Farm data entry'!$D$23,0)*10*'Farm data entry'!$D$10","v":0},{"$f":"AND(C10925>='Farm data entry'!$E$15,Hydrology!C10925<='Farm data entry'!$E$16)","v":false},0,{"$f":"VLOOKUP($A10925,ETo!$A$3:$N$10959,Hydrology!$D$1,FALSE)","v":0},{"$f":"(H10925*'Farm data entry'!$D$25)","v":0},{"$f":"kc(C10925,Kc!$E$9:$H$9,Kc!$I$9:$K$9)","v":0},0,{"$f":"K10925*10*'Farm data entry'!$E$22","v":0},{"$f":"(L10925*'Farm data entry'!$D$14)","v":0},0,0,0,999.04159511059993,0,0,0,1699.0259272435198,0,0,0,2699.025927243516,0]
["2015-11-27",2015,331,{"$f":"VLOOKUP($A10926,Rainfall!$D$3:$Q$10959,Hydrology!$D$1,FALSE)","v":0.91722490560000003},{"$f":"MAX((D10926-'Farm data entry'!$D$24)*'Farm data entry'!$D$23,0)*10*'Farm data entry'!$D$10","v":0},{"$f":"AND(C10926>='Farm data entry'!$E$15,Hydrology!C10926<='Farm data entry'!$E$16)","v":false},0,{"$f":"VLOOKUP($A10926,ETo!$A$3:$N$10959,Hydrology!$D$1,FALSE)","v":0.11246113000000001},{"$f":"(H10926*'Farm data entry'!$D$25)","v":7.8722791E-2},{"$f":"kc(C10926,Kc!$E$9:$H$9,Kc!$I$9:$K$9)","v":0},0,{"$f":"K10926*10*'Farm data entry'!$E$22","v":0},{"$f":"(L10926*'Farm data entry'!$D$14)","v":0},0,0,0,999.04159511059993,0,0,0,1699.0259272435198,0,0,0,2699.025927243516,0]
["2015-11-28",2015,332,{"$f":"VLOOKUP($A10927,Rainfall!$D$3:$Q$10959,Hydrology!$D$1,FALSE)","v":0},{"$f":"MAX((D10927-'Farm data entry'!$D$24)*'Farm data entry'!$D$23,0)*10*'Farm data entry'!$D$10","v":0},{"$f":"AND(C10927>='Farm data entry'!$E$15,Hydrology!C10927<='Farm data entry'!$E$16)","v":false},0,{"$f":"VLOOKUP($A10927,ETo!$A$3:$N$10959,Hydrology!$D$1,FALSE)","v":0.48542425},{"$f":"(H10927*'Farm data entry'!$D$25)","v":0.339796975},{"$f":"kc(C10927,Kc!$E$9:$H$9,Kc!$I$9:$K$9)","v":0},0,{"$f":"K10927*10*'Farm data entry'!$E$22","v":0},{"$f":"(L10927*'Farm data entry'!$D$14)","v":0},0,0,0,999.04159511059993,0,0,0,1699.0259272435198,0,0,0,2699.025927243516,0]
["2015-11-29",2015,333,{"$f":"VLOOKUP($A10928,Rainfall!$D$3:$Q$10959,Hydrology!$D$1,FALSE)","v":2.7516745440000001},{"$f":"MAX((D10928-'Farm data entry'!$D$24)*'Farm data entry'!$D$23,0)*10*'Farm data entry'!$D$10","v":14.281816336000002},{"$f":"AND(C10928>='Farm data entry'!$E$15,Hydrology!C10928<='Farm data entry'!$E$16)","v":false},0,{"$f":"VLOOKUP($A10928,ETo!$A$3:$N$10959,Hydrology!$D$1,FALSE)","v":0.9714429},{"$f":"(H10928*'Farm data entry'!$D$25)","v":0.68001002999999993},{"$f":"kc(C10928,Kc!$E$9:$H$9,Kc!$I$9:$K$9)","v":0},0,{"$f":"K10928*10*'Farm data entry'!$E$22","v":0},{"$f":"(L10928*'Farm data entry'!$D$14)","v":0},0,0,0,999.04159511059993,0,0,0,1699.0259272435198,0,0,0,2699.025927243516,0]
["2015-11-30",2015,334,{"$f":"VLOOKUP($A10929,Rainfall!$D$3:$Q$10959,Hydrology!$D$1,FALSE)","v":0.407655504},{"$f":"MAX((D10929-'Farm data entry'!$D$24)*'Farm data entry'!$D$23,0)*10*'Farm data entry'!$D$10","v":0},{"$f":"AND(C10929>='Farm data entry'!$E$15,Hydrology!C10929<='Farm data entry'!$E$16)","v":false},0,{"$f":"VLOOKUP($A10929,ETo!$A$3:$N$10959,Hydrology!$D$1,FALSE)","v":0.56242599999999998},{"$f":"(H10929*'Farm data entry'!$D$25)","v":0.39369819999999994},{"$f":"kc(C10929,Kc!$E$9:$H$9,Kc!$I$9:$K$9)","v":0},0,{"$f":"K10929*10*'Farm data entry'!$E$22","v":0},{"$f":"(L10929*'Farm data entry'!$D$14)","v":0},0,0,0,999.04159511059993,0,0,0,1699.0259272435198,0,0,0,2699.025927243516,0]
["2015-12-01",2015,335,{"$f":"VLOOKUP($A10930,Rainfall!$D$3:$Q$10959,Hydrology!$D$1,FALSE)","v":0},{"$f":"MAX((D10930-'Farm data entry'!$D$24)*'Farm data entry'!$D$23,0)*10*'Farm data entry'!$D$10","v":0},{"$f":"AND(C10930>='Farm data entry'!$E$15,Hydrology!C10930<='Farm data entry'!$E$16)","v":false},0,{"$f":"VLOOKUP($A10930,ETo!$A$3:$N$10959,Hydrology!$D$1,FALSE)","v":0.52835476000000003},{"$f":"(H10930*'Farm data entry'!$D$25)","v":0.369848332},{"$f":"kc(C10930,Kc!$E$9:$H$9,Kc!$I$9:$K$9)","v":0},0,{"$f":"K10930*10*'Farm data entry'!$E$22","v":0},{"$f":"(L10930*'Farm data entry'!$D$14)","v":0},0,0,0,999.04159511059993,0,0,0,1699.0259272435198,0,0,0,2699.025927243516,0]
["2015-12-02",2015,336,{"$f":"VLOOKUP($A10931,Rainfall!$D$3:$Q$10959,Hydrology!$D$1,FALSE)","v":9.9837394560000001E-2},{"$f":"MAX((D10931-'Farm data entry'!$D$24)*'Farm data entry'!$D$23,0)*10*'Farm data entry'!$D$10","v":0},{"$f":"AND(C10931>='Farm data entry'!$E$15,Hydrology!C10931<='Farm data entry'!$E$16)","v":false},0,{"$f":"VLOOKUP($A10931,ETo!$A$3:$N$10959,Hydrology!$D$1,FALSE)","v":0.73386364999999998},{"$f":"(H10931*'Farm data entry'!$D$25)","v":0.51370455500000001},{"$f":"kc(C10931,Kc!$E$9:$H$9,Kc!$I$9:$K$9)","v":0},0,{"$f":"K10931*10*'Farm data entry'!$E$22","v":0},{"$f":"(L10931*'Farm data entry'!$D$14)","v":0},0,0,0,999.04159511059993,0,0,0,1699.0259272435198,0,0,0,2699.025927243516,0]
["2015-12-03",2015,337,{"$f":"VLOOKUP($A10932,Rainfall!$D$3:$Q$10959,Hydrology!$D$1,FALSE)","v":7.5876423839999996},{"$f":"MAX((D10932-'Farm data entry'!$D$24)*'Farm data entry'!$D$23,0)*10*'Farm data entry'!$D$10","v":106.16520529599998},{"$f":"AND(C10932>='Farm data entry'!$E$15,Hydrology!C10932<='Farm data entry'!$E$16)","v":false},0,{"$f":"VLOOKUP($A10932,ETo!$A$3:$N$10959,Hydrology!$D$1,FALSE)","v":0.50906220000000002},{"$f":"(H10932*'Farm data entry'!$D$25)","v":0.35634354000000001},{"$f":"kc(C10932,Kc!$E$9:$H$9,Kc!$I$9:$K$9)","v":0},0,{"$f":"K10932*10*'Farm data entry'!$E$22","v":0},{"$f":"(L10932*'Farm data entry'!$D$14)","v":0},0,0,0,999.04159511059993,0,0,0,1699.0259272435198,0,0,0,2699.025927243516,0]
["2015-12-04",2015,338,{"$f":"VLOOKUP($A10933,Rainfall!$D$3:$Q$10959,Hydrology!$D$1,FALSE)","v":0},{"$f":"MAX((D10933-'Farm data entry'!$D$24)*'Farm data entry'!$D$23,0)*10*'Farm data entry'!$D$10","v":0},{"$f":"AND(C10933>='Farm data entry'!$E$15,Hydrology!C10933<='Farm data entry'!$E$16)","v":false},0,{"$f":"VLOOKUP($A10933,ETo!$A$3:$N$10959,Hydrology!$D$1,FALSE)","v":0.40891697999999999},{"$f":"(H10933*'Farm data entry'!$D$25)","v":0.28624188599999995},{"$f":"kc(C10933,Kc!$E$9:$H$9,Kc!$I$9:$K$9)","v":0},0,{"$f":"K10933*10*'Farm data entry'!$E$22","v":0},{"$f":"(L10933*'Farm data entry'!$D$14)","v":0},0,0,0,999.04159511059993,0,0,0,1699.0259272435198,0,0,0,2699.025927243516,0]
["2015-12-05",2015,339,{"$f":"VLOOKUP($A10934,Rainfall!$D$3:$Q$10959,Hydrology!$D$1,FALSE)","v":0.19967478912},{"$f":"MAX((D10934-'Farm data entry'!$D$24)*'Farm data entry'!$D$23,0)*10*'Farm data entry'!$D$10","v":0},{"$f":"AND(C10934>='Farm data entry'!$E$15,Hydrology!C10934<='Farm data entry'!$E$16)","v":false},0,{"$f":"VLOOKUP($A10934,ETo!$A$3:$N$10959,Hydrology!$D$1,FALSE)","v":1.3011451999999999},{"$f":"(H10934*'Farm data entry'!$D$25)","v":0.91080163999999986},{"$f":"kc(C10934,Kc!$E$9:$H$9,Kc!$I$9:$K$9)","v":0},0,{"$f":"K10934*10*'Farm data entry'!$E$22","v":0},{"$f":"(L10934*'Farm data entry'!$D$14)","v":0},0,0,0,999.04159511059993,0,0,0,1699.0259272435198,0,0,0,2699.025927243516,0]
["2015-12-06",2015,340,{"$f":"VLOOKUP($A10935,Rainfall!$D$3:$Q$10959,Hydrology!$D$1,FALSE)","v":9.9837394560000001E-2},{"$f":"MAX((D10935-'Farm data entry'!$D$24)*'Farm data entry'!$D$23,0)*10*'Farm data entry'!$D$10","v":0},{"$f":"AND(C10935>='Farm data entry'!$E$15,Hydrology!C10935<='Farm data entry'!$E$16)","v":false},0,{"$f":"VLOOKUP($A10935,ETo!$A$3:$N$10959,Hydrology!$D$1,FALSE)","v":0.56044939999999999},{"$f":"(H10935*'Farm data entry'!$D$25)","v":0.39231457999999997},{"$f":"kc(C10935,Kc!$E$9:$H$9,Kc!$I$9:$K$9)","v":0},0,{"$f":"K10935*10*'Farm data entry'!$E$22","v":0},{"$f":"(L10935*'Farm data entry'!$D$14)","v":0},0,0,0,999.04159511059993,0,0,0,1699.0259272435198,0,0,0,2699.025927243516,0]
["2015-12-07",2015,341,{"$f":"VLOOKUP($A10936,Rainfall!$D$3:$Q$10959,Hydrology!$D$1,FALSE)","v":6.0900814656000009},{"$f":"MAX((D10936-'Farm data entry'!$D$24)*'Farm data entry'!$D$23,0)*10*'Farm data entry'!$D$10","v":77.711547846400009},{"$f":"AND(C10936>='Farm data entry'!$E$15,Hydrology!C10936<='Farm data entry'!$E$16)","v":false},0,{"$f":"VLOOKUP($A10936,ETo!$A$3:$N$10959,Hydrology!$D$1,FALSE)","v":5.5782030000000003E-2},{"$f":"(H10936*'Farm data entry'!$D$25)","v":3.9047420999999999E-2},{"$f":"kc(C10936,Kc!$E$9:$H$9,Kc!$I$9:$K$9)","v":0},0,{"$f":"K10936*10*'Farm data entry'!$E$22","v":0},{"$f":"(L10936*'Farm data entry'!$D$14)","v":0},0,0,0,999.04159511059993,0,0,0,1699.0259272435198,0,0,0,2699.025927243516,0]
["2015-12-08",2015,342,{"$f":"VLOOKUP($A10937,Rainfall!$D$3:$Q$10959,Hydrology!$D$1,FALSE)","v":0.39934957824},{"$f":"MAX((D10937-'Farm data entry'!$D$24)*'Farm data entry'!$D$23,0)*10*'Farm data entry'!$D$10","v":0},{"$f":"AND(C10937>='Farm data entry'!$E$15,Hydrology!C10937<='Farm data entry'!$E$16)","v":false},0,{"$f":"VLOOKUP($A10937,ETo!$A$3:$N$10959,Hydrology!$D$1,FALSE)","v":0.43379770000000001},{"$f":"(H10937*'Farm data entry'!$D$25)","v":0.30365839},{"$f":"kc(C10937,Kc!$E$9:$H$9,Kc!$I$9:$K$9)","v":0},0,{"$f":"K10937*10*'Farm data entry'!$E$22","v":0},{"$f":"(L10937*'Farm data entry'!$D$14)","v":0},0,0,0,999.04159511059993,0,0,0,1699.0259272435198,0,0,0,2699.025927243516,0]
["2015-12-09",2015,343,{"$f":"VLOOKUP($A10938,Rainfall!$D$3:$Q$10959,Hydrology!$D$1,FALSE)","v":0.29951219231999998},{"$f":"MAX((D10938-'Farm data entry'!$D$24)*'Farm data entry'!$D$23,0)*10*'Farm data entry'!$D$10","v":0},{"$f":"AND(C10938>='Farm data entry'!$E$15,Hydrology!C10938<='Farm data entry'!$E$16)","v":false},0,{"$f":"VLOOKUP($A10938,ETo!$A$3:$N$10959,Hydrology!$D$1,FALSE)","v":0.12504435999999999},{"$f":"(H10938*'Farm data entry'!$D$25)","v":8.7531051999999984E-2},{"$f":"kc(C10938,Kc!$E$9:$H$9,Kc!$I$9:$K$9)","v":0},0,{"$f":"K10938*10*'Farm data entry'!$E$22","v":0},{"$f":"(L10938*'Farm data entry'!$D$14)","v":0},0,0,0,999.04159511059993,0,0,0,1699.0259272435198,0,0,0,2699.025927243516,0]
["2015-12-10",2015,344,{"$f":"VLOOKUP($A10939,Rainfall!$D$3:$Q$10959,Hydrology!$D$1,FALSE)","v":5.990243328},{"$f":"MAX((D10939-'Farm data entry'!$D$24)*'Farm data entry'!$D$23,0)*10*'Farm data entry'!$D$10","v":75.814623231999988},{"$f":"AND(C10939>='Farm data entry'!$E$15,Hydrology!C10939<='Farm data entry'!$E$16)","v":false},0,{"$f":"VLOOKUP($A10939,ETo!$A$3:$N$10959,Hydrology!$D$1,FALSE)","v":0.74992829999999999},{"$f":"(H10939*'Farm data entry'!$D$25)","v":0.52494980999999996},{"$f":"kc(C10939,Kc!$E$9:$H$9,Kc!$I$9:$K$9)","v":0},0,{"$f":"K10939*10*'Farm data entry'!$E$22","v":0},{"$f":"(L10939*'Farm data entry'!$D$14)","v":0},0,0,0,999.04159511059993,0,0,0,1699.0259272435198,0,0,0,2699.025927243516,0]
["2015-12-11",2015,345,{"$f":"VLOOKUP($A10940,Rainfall!$D$3:$Q$10959,Hydrology!$D$1,FALSE)","v":0.29951219231999998},{"$f":"MAX((D10940-'Farm data entry'!$D$24)*'Farm data entry'!$D$23,0)*10*'Farm data entry'!$D$10","v":0},{"$f":"AND(C10940>='Farm data entry'!$E$15,Hydrology!C10940<='Farm data entry'!$E$16)","v":false},0,{"$f":"VLOOKUP($A10940,ETo!$A$3:$N$10959,Hydrology!$D$1,FALSE)","v":0.32179513999999998},{"$f":"(H10940*'Farm data entry'!$D$25)","v":0.22525659799999997},{"$f":"kc(C10940,Kc!$E$9:$H$9,Kc!$I$9:$K$9)","v":0},0,{"$f":"K10940*10*'Farm data entry'!$E$22","v":0},{"$f":"(L10940*'Farm data entry'!$D$14)","v":0},0,0,0,999.04159511059993,0,0,0,1699.0259272435198,0,0,0,2699.025927243516,0]
["2015-12-12",2015,346,{"$f":"VLOOKUP($A10941,Rainfall!$D$3:$Q$10959,Hydrology!$D$1,FALSE)","v":0.49918700735999999},{"$f":"MAX((D10941-'Farm data entry'!$D$24)*'Farm data entry'!$D$23,0)*10*'Farm data entry'!$D$10","v":0},{"$f":"AND(C10941>='Farm data entry'!$E$15,Hydrology!C10941<='Farm data entry'!$E$16)","v":false},0,{"$f":"VLOOKUP($A10941,ETo!$A$3:$N$10959,Hydrology!$D$1,FALSE)","v":0.27200155999999998},{"$f":"(H10941*'Farm data entry'!$D$25)","v":0.19040109199999997},{"$f":"kc(C10941,Kc!$E$9:$H$9,Kc!$I$9:$K$9)","v":0},0,{"$f":"K10941*10*'Farm data entry'!$E$22","v":0},{"$f":"(L10941*'Farm data entry'!$D$14)","v":0},0,0,0,999.04159511059993,0,0,0,1699.0259272435198,0,0,0,2699.025927243516,0]
["2015-12-13",2015,347,{"$f":"VLOOKUP($A10942,Rainfall!$D$3:$Q$10959,Hydrology!$D$1,FALSE)","v":9.9837394560000001E-2},{"$f":"MAX((D10942-'Farm data entry'!$D$24)*'Farm data entry'!$D$23,0)*10*'Farm data entry'!$D$10","v":0},{"$f":"AND(C10942>='Farm data entry'!$E$15,Hydrology!C10942<='Farm data entry'!$E$16)","v":false},0,{"$f":"VLOOKUP($A10942,ETo!$A$3:$N$10959,Hydrology!$D$1,FALSE)","v":0},{"$f":"(H10942*'Farm data entry'!$D$25)","v":0},{"$f":"kc(C10942,Kc!$E$9:$H$9,Kc!$I$9:$K$9)","v":0},0,{"$f":"K10942*10*'Farm data entry'!$E$22","v":0},{"$f":"(L10942*'Farm data entry'!$D$14)","v":0},0,0,0,999.04159511059993,0,0,0,1699.0259272435198,0,0,0,2699.025927243516,0]
["2015-12-14",2015,348,{"$f":"VLOOKUP($A10943,Rainfall!$D$3:$Q$10959,Hydrology!$D$1,FALSE)","v":3.0949594560000002},{"$f":"MAX((D10943-'Farm data entry'!$D$24)*'Farm data entry'!$D$23,0)*10*'Farm data entry'!$D$10","v":20.804229664000005},{"$f":"AND(C10943>='Farm data entry'!$E$15,Hydrology!C10943<='Farm data entry'!$E$16)","v":false},0,{"$f":"VLOOKUP($A10943,ETo!$A$3:$N$10959,Hydrology!$D$1,FALSE)","v":0.11243328},{"$f":"(H10943*'Farm data entry'!$D$25)","v":7.8703295999999992E-2},{"$f":"kc(C10943,Kc!$E$9:$H$9,Kc!$I$9:$K$9)","v":0},0,{"$f":"K10943*10*'Farm data entry'!$E$22","v":0},{"$f":"(L10943*'Farm data entry'!$D$14)","v":0},0,0,0,999.04159511059993,{"$f":"$N4-O4","v":0},0,0,1699.0259272435198,{"$f":"$N4-S4","v":0},0,0,2699.025927243516,{"$f":"$N4-W4","v":0}]
["2015-12-15",2015,349,{"$f":"VLOOKUP($A10944,Rainfall!$D$3:$Q$10959,Hydrology!$D$1,FALSE)","v":7.088455584000001},{"$f":"MAX((D10944-'Farm data entry'!$D$24)*'Farm data entry'!$D$23,0)*10*'Farm data entry'!$D$10","v":96.680656096000007},{"$f":"AND(C10944>='Farm data entry'!$E$15,Hydrology!C10944<='Farm data entry'!$E$16)","v":false},0,{"$f":"VLOOKUP($A10944,ETo!$A$3:$N$10959,Hydrology!$D$1,FALSE)","v":0},{"$f":"(H10944*'Farm data entry'!$D$25)","v":0},{"$f":"kc(C10944,Kc!$E$9:$H$9,Kc!$I$9:$K$9)","v":0},0,{"$f":"K10944*10*'Farm data entry'!$E$22","v":0},{"$f":"(L10944*'Farm data entry'!$D$14)","v":0},0,0,0,999.04159511059993,{"$f":"$N5-O5","v":0},0,0,1699.0259272435198,{"$f":"$N5-S5","v":0},0,0,2699.025927243516,{"$f":"$N5-W5","v":0}]
["2015-12-16",2015,350,{"$f":"VLOOKUP($A10945,Rainfall!$D$3:$Q$10959,Hydrology!$D$1,FALSE)","v":0},{"$f":"MAX((D10945-'Farm data entry'!$D$24)*'Farm data entry'!$D$23,0)*10*'Farm data entry'!$D$10","v":0},{"$f":"AND(C10945>='Farm data entry'!$E$15,Hydrology!C10945<='Farm data entry'!$E$16)","v":false},0,{"$f":"VLOOKUP($A10945,ETo!$A$3:$N$10959,Hydrology!$D$1,FALSE)","v":0.13796279},{"$f":"(H10945*'Farm data entry'!$D$25)","v":9.657395299999999E-2},{"$f":"kc(C10945,Kc!$E$9:$H$9,Kc!$I$9:$K$9)","v":0},0,{"$f":"K10945*10*'Farm data entry'!$E$22","v":0},{"$f":"(L10945*'Farm data entry'!$D$14)","v":0},0,0,0,999.04159511059993,0,0,0,1699.0259272435198,0,0,0,2699.025927243516,0]
["2015-12-17",2015,351,{"$f":"VLOOKUP($A10946,Rainfall!$D$3:$Q$10959,Hydrology!$D$1,FALSE)","v":1.2978861984000001},{"$f":"MAX((D10946-'Farm data entry'!$D$24)*'Farm data entry'!$D$23,0)*10*'Farm data entry'!$D$10","v":0},{"$f":"AND(C10946>='Farm data entry'!$E$15,Hydrology!C10946<='Farm data entry'!$E$16)","v":false},0,{"$f":"VLOOKUP($A10946,ETo!$A$3:$N$10959,Hydrology!$D$1,FALSE)","v":0.46624505999999999},{"$f":"(H10946*'Farm data entry'!$D$25)","v":0.32637154199999996},{"$f":"kc(C10946,Kc!$E$9:$H$9,Kc!$I$9:$K$9)","v":0},0,{"$f":"K10946*10*'Farm data entry'!$E$22","v":0},{"$f":"(L10946*'Farm data entry'!$D$14)","v":0},0,0,0,999.04159511059993,0,0,0,1699.0259272435198,0,0,0,2699.025927243516,0]
["2015-12-18",2015,352,{"$f":"VLOOKUP($A10947,Rainfall!$D$3:$Q$10959,Hydrology!$D$1,FALSE)","v":9.9837394560000001E-2},{"$f":"MAX((D10947-'Farm data entry'!$D$24)*'Farm data entry'!$D$23,0)*10*'Farm data entry'!$D$10","v":0},{"$f":"AND(C10947>='Farm data entry'!$E$15,Hydrology!C10947<='Farm data entry'!$E$16)","v":false},0,{"$f":"VLOOKUP($A10947,ETo!$A$3:$N$10959,Hydrology!$D$1,FALSE)","v":0.20261498},{"$f":"(H10947*'Farm data entry'!$D$25)","v":0.14183048599999998},{"$f":"kc(C10947,Kc!$E$9:$H$9,Kc!$I$9:$K$9)","v":0},0,{"$f":"K10947*10*'Farm data entry'!$E$22","v":0},{"$f":"(L10947*'Farm data entry'!$D$14)","v":0},0,0,0,999.04159511059993,0,0,0,1699.0259272435198,0,0,0,2699.025927243516,0]
["2015-12-19",2015,{"$f":"A10948-DATE(YEAR(A10948)-1,12,31)","v":353},{"$f":"VLOOKUP($A10948,Rainfall!$D$3:$Q$10959,Hydrology!$D$1,FALSE)","v":0},{"$f":"MAX((D10948-'Farm data entry'!$D$24)*'Farm data entry'!$D$23,0)*10*'Farm data entry'!$D$10","v":0},{"$f":"AND(C10948>='Farm data entry'!$E$15,Hydrology!C10948<='Farm data entry'!$E$16)","v":false},{"$f":"E10948*F10948","v":0},{"$f":"VLOOKUP($A10948,ETo!$A$3:$N$10959,Hydrology!$D$1,FALSE)","v":0.50975024999999996},{"$f":"(H10948*'Farm data entry'!$D$25)","v":0.35682517499999994},{"$f":"kc(C10948,Kc!$E$9:$H$9,Kc!$I$9:$K$9)","v":0},{"$f":"(J10948*I10948)","v":0},{"$f":"K10948*10*'Farm data entry'!$E$22","v":0},{"$f":"(L10948*'Farm data entry'!$D$14)","v":0},0,{"$f":"MIN($N10948,Q10947+$G10948)","v":0},{"$f":"MAX(Q10947+$G10948-$N10948-P$1,0)","v":0},{"$f":"MIN(Q10947-O10948+$G10948,P$1)","v":999.04159511059993},0,0,0,1699.0259272435198,0,0,0,2699.025927243516,0]
["2015-12-20",{"$f":"YEAR(A10949)","v":2015},354,{"$f":"VLOOKUP($A10949,Rainfall!$D$3:$Q$10959,Hydrology!$D$1,FALSE)","v":3.7938212351999998},{"$f":"MAX((D10949-'Farm data entry'!$D$24)*'Farm data entry'!$D$23,0)*10*'Farm data entry'!$D$10","v":34.082603468799995},{"$f":"AND(C10949>='Farm data entry'!$E$15,Hydrology!C10949<='Farm data entry'!$E$16)","v":false},0,{"$f":"VLOOKUP($A10949,ETo!$A$3:$N$10959,Hydrology!$D$1,FALSE)","v":0.67073689999999997},{"$f":"(H10949*'Farm data entry'!$D$25)","v":0.46951582999999997},{"$f":"kc(C10949,Kc!$E$9:$H$9,Kc!$I$9:$K$9)","v":0},0,{"$f":"K10949*10*'Farm data entry'!$E$22","v":0},{"$f":"(L10949*'Farm data entry'!$D$14)","v":0},{"$f":"SUM(L10949:M10949)","v":0},0,0,999.04159511059993,0,{"$f":"MIN($N10949,U10948+$G10949)","v":0},{"$f":"MAX(U10948+$G10949-$N10949-T$1,0)","v":0},{"$f":"MIN(U10948-S10949+$G10949,T$1)","v":1699.0259272435198},0,{"$f":"MIN($N10949,Y10948+$G10949)","v":0},{"$f":"MAX(Y10948+$G10949-$N10949-X$1,0)","v":0},{"$f":"MIN(Y10948-W10949+$G10949,X$1)","v":2699.025927243516},0]
["2015-12-21",2015,355,{"$f":"VLOOKUP($A10950,Rainfall!$D$3:$Q$10959,Hydrology!$D$1,FALSE)","v":3.3944715359999997},{"$f":"MAX((D10950-'Farm data entry'!$D$24)*'Farm data entry'!$D$23,0)*10*'Farm data entry'!$D$10","v":26.494959183999995},{"$f":"AND(C10950>='Farm data entry'!$E$15,Hydrology!C10950<='Farm data entry'!$E$16)","v":false},0,{"$f":"VLOOKUP($A10950,ETo!$A$3:$N$10959,Hydrology!$D$1,FALSE)","v":0.35334569999999998},{"$f":"(H10950*'Farm data entry'!$D$25)","v":0.24734198999999998},{"$f":"kc(C10950,Kc!$E$9:$H$9,Kc!$I$9:$K$9)","v":0},0,{"$f":"K10950*10*'Farm data entry'!$E$22","v":0},{"$f":"(L10950*'Farm data entry'!$D$14)","v":0},0,0,0,999.04159511059993,0,0,0,1699.0259272435198,0,0,0,2699.025927243516,0]
["2015-12-22",2015,356,{"$f":"VLOOKUP($A10951,Rainfall!$D$3:$Q$10959,Hydrology!$D$1,FALSE)","v":3.5941463424000002},{"$f":"MAX((D10951-'Farm data entry'!$D$24)*'Farm data entry'!$D$23,0)*10*'Farm data entry'!$D$10","v":30.288780505600002},{"$f":"AND(C10951>='Farm data entry'!$E$15,Hydrology!C10951<='Farm data entry'!$E$16)","v":false},0,{"$f":"VLOOKUP($A10951,ETo!$A$3:$N$10959,Hydrology!$D$1,FALSE)","v":0.36156937},{"$f":"(H10951*'Farm data entry'!$D$25)","v":0.253098559},{"$f":"kc(C10951,Kc!$E$9:$H$9,Kc!$I$9:$K$9)","v":0},0,{"$f":"K10951*10*'Farm data entry'!$E$22","v":0},{"$f":"(L10951*'Farm data entry'!$D$14)","v":0},0,0,0,999.04159511059993,0,0,0,1699.0259272435198,0,0,0,2699.025927243516,0]
["2015-12-23",2015,357,{"$f":"VLOOKUP($A10952,Rainfall!$D$3:$Q$10959,Hydrology!$D$1,FALSE)","v":9.9837394560000001E-2},{"$f":"MAX((D10952-'Farm data entry'!$D$24)*'Farm data entry'!$D$23,0)*10*'Farm data entry'!$D$10","v":0},{"$f":"AND(C10952>='Farm data entry'!$E$15,Hydrology!C10952<='Farm data entry'!$E$16)","v":false},0,{"$f":"VLOOKUP($A10952,ETo!$A$3:$N$10959,Hydrology!$D$1,FALSE)","v":0.46693885000000002},{"$f":"(H10952*'Farm data entry'!$D$25)","v":0.32685719499999999},{"$f":"kc(C10952,Kc!$E$9:$H$9,Kc!$I$9:$K$9)","v":0},0,{"$f":"K10952*10*'Farm data entry'!$E$22","v":0},{"$f":"(L10952*'Farm data entry'!$D$14)","v":0},0,0,0,999.04159511059993,0,0,0,1699.0259272435198,0,0,0,2699.025927243516,0]
["2015-12-24",2015,358,{"$f":"VLOOKUP($A10953,Rainfall!$D$3:$Q$10959,Hydrology!$D$1,FALSE)","v":1.9967480639999999},{"$f":"MAX((D10953-'Farm data entry'!$D$24)*'Farm data entry'!$D$23,0)*10*'Farm data entry'!$D$10","v":0},{"$f":"AND(C10953>='Farm data entry'!$E$15,Hydrology!C10953<='Farm data entry'!$E$16)","v":false},0,{"$f":"VLOOKUP($A10953,ETo!$A$3:$N$10959,Hydrology!$D$1,FALSE)","v":0.62998330000000002},{"$f":"(H10953*'Farm data entry'!$D$25)","v":0.44098830999999999},{"$f":"kc(C10953,Kc!$E$9:$H$9,Kc!$I$9:$K$9)","v":0},0,{"$f":"K10953*10*'Farm data entry'!$E$22","v":0},{"$f":"(L10953*'Farm data entry'!$D$14)","v":0},0,0,0,999.04159511059993,0,0,0,1699.0259272435198,0,0,0,2699.025927243516,0]
["2015-12-25",2015,359,{"$f":"VLOOKUP($A10954,Rainfall!$D$3:$Q$10959,Hydrology!$D$1,FALSE)","v":1.1980487520000001},{"$f":"MAX((D10954-'Farm data entry'!$D$24)*'Farm data entry'!$D$23,0)*10*'Farm data entry'!$D$10","v":0},{"$f":"AND(C10954>='Farm data entry'!$E$15,Hydrology!C10954<='Farm data entry'!$E$16)","v":false},0,{"$f":"VLOOKUP($A10954,ETo!$A$3:$N$10959,Hydrology!$D$1,FALSE)","v":0.25768374999999999},{"$f":"(H10954*'Farm data entry'!$D$25)","v":0.18037862499999999},{"$f":"kc(C10954,Kc!$E$9:$H$9,Kc!$I$9:$K$9)","v":0},0,{"$f":"K10954*10*'Farm data entry'!$E$22","v":0},{"$f":"(L10954*'Farm data entry'!$D$14)","v":0},0,0,0,999.04159511059993,0,0,0,1699.0259272435198,0,0,0,2699.025927243516,0]
["2015-12-26",2015,360,{"$f":"VLOOKUP($A10955,Rainfall!$D$3:$Q$10959,Hydrology!$D$1,FALSE)","v":0},{"$f":"MAX((D10955-'Farm data entry'!$D$24)*'Farm data entry'!$D$23,0)*10*'Farm data entry'!$D$10","v":0},{"$f":"AND(C10955>='Farm data entry'!$E$15,Hydrology!C10955<='Farm data entry'!$E$16)","v":false},0,{"$f":"VLOOKUP($A10955,ETo!$A$3:$N$10959,Hydrology!$D$1,FALSE)","v":0.78238750000000001},{"$f":"(H10955*'Farm data entry'!$D$25)","v":0.54767124999999994},{"$f":"kc(C10955,Kc!$E$9:$H$9,Kc!$I$9:$K$9)","v":0},0,{"$f":"K10955*10*'Farm data entry'!$E$22","v":0},{"$f":"(L10955*'Farm data entry'!$D$14)","v":0},0,0,0,999.04159511059993,0,0,0,1699.0259272435198,0,0,0,2699.025927243516,0]
["2015-12-27",2015,361,{"$f":"VLOOKUP($A10956,Rainfall!$D$3:$Q$10959,Hydrology!$D$1,FALSE)","v":0},{"$f":"MAX((D10956-'Farm data entry'!$D$24)*'Farm data entry'!$D$23,0)*10*'Farm data entry'!$D$10","v":0},{"$f":"AND(C10956>='Farm data entry'!$E$15,Hydrology!C10956<='Farm data entry'!$E$16)","v":false},0,{"$f":"VLOOKUP($A10956,ETo!$A$3:$N$10959,Hydrology!$D$1,FALSE)","v":0.25690928000000002},{"$f":"(H10956*'Farm data entry'!$D$25)","v":0.17983649600000001},{"$f":"kc(C10956,Kc!$E$9:$H$9,Kc!$I$9:$K$9)","v":0},0,{"$f":"K10956*10*'Farm data entry'!$E$22","v":0},{"$f":"(L10956*'Farm data entry'!$D$14)","v":0},0,0,0,999.04159511059993,0,0,0,1699.0259272435198,0,0,0,2699.025927243516,0]
["2015-12-28",2015,362,{"$f":"VLOOKUP($A10957,Rainfall!$D$3:$Q$10959,Hydrology!$D$1,FALSE)","v":1.0982113920000001},{"$f":"MAX((D10957-'Farm data entry'!$D$24)*'Farm data entry'!$D$23,0)*10*'Farm data entry'!$D$10","v":0},{"$f":"AND(C10957>='Farm data entry'!$E$15,Hydrology!C10957<='Farm data entry'!$E$16)","v":false},0,{"$f":"VLOOKUP($A10957,ETo!$A$3:$N$10959,Hydrology!$D$1,FALSE)","v":0.31347448},{"$f":"(H10957*'Farm data entry'!$D$25)","v":0.21943213599999997},{"$f":"kc(C10957,Kc!$E$9:$H$9,Kc!$I$9:$K$9)","v":0},0,{"$f":"K10957*10*'Farm data entry'!$E$22","v":0},{"$f":"(L10957*'Farm data entry'!$D$14)","v":0},0,0,0,999.04159511059993,0,0,0,1699.0259272435198,0,0,0,2699.025927243516,0]
["2015-12-29",2015,363,{"$f":"VLOOKUP($A10958,Rainfall!$D$3:$Q$10959,Hydrology!$D$1,FALSE)","v":2.1964227840000001},{"$f":"MAX((D10958-'Farm data entry'!$D$24)*'Farm data entry'!$D$23,0)*10*'Farm data entry'!$D$10","v":3.732032896000002},{"$f":"AND(C10958>='Farm data entry'!$E$15,Hydrology!C10958<='Farm data entry'!$E$16)","v":false},0,{"$f":"VLOOKUP($A10958,ETo!$A$3:$N$10959,Hydrology!$D$1,FALSE)","v":0.39441979999999999},{"$f":"(H10958*'Farm data entry'!$D$25)","v":0.27609385999999997},{"$f":"kc(C10958,Kc!$E$9:$H$9,Kc!$I$9:$K$9)","v":0},0,{"$f":"K10958*10*'Farm data entry'!$E$22","v":0},{"$f":"(L10958*'Farm data entry'!$D$14)","v":0},0,0,0,999.04159511059993,0,0,0,1699.0259272435198,0,0,0,2699.025927243516,0]
["2015-12-30",2015,364,{"$f":"VLOOKUP($A10959,Rainfall!$D$3:$Q$10959,Hydrology!$D$1,FALSE)","v":7.088455584000001},{"$f":"MAX((D10959-'Farm data entry'!$D$24)*'Farm data entry'!$D$23,0)*10*'Farm data entry'!$D$10","v":96.680656096000007},{"$f":"AND(C10959>='Farm data entry'!$E$15,Hydrology!C10959<='Farm data entry'!$E$16)","v":false},0,{"$f":"VLOOKUP($A10959,ETo!$A$3:$N$10959,Hydrology!$D$1,FALSE)","v":1.080875},{"$f":"(H10959*'Farm data entry'!$D$25)","v":0.75661250000000002},{"$f":"kc(C10959,Kc!$E$9:$H$9,Kc!$I$9:$K$9)","v":0},0,{"$f":"K10959*10*'Farm data entry'!$E$22","v":0},{"$f":"(L10959*'Farm data entry'!$D$14)","v":0},0,0,0,999.04159511059993,0,0,0,1699.0259272435198,0,0,0,2699.025927243516,0]
["2015-12-31",2015,365,{"$f":"VLOOKUP($A10960,Rainfall!$D$3:$Q$10959,Hydrology!$D$1,FALSE)","v":3.6939836160000001},{"$f":"MAX((D10960-'Farm data entry'!$D$24)*'Farm data entry'!$D$23,0)*10*'Farm data entry'!$D$10","v":32.185688704},{"$f":"AND(C10960>='Farm data entry'!$E$15,Hydrology!C10960<='Farm data entry'!$E$16)","v":false},0,{"$f":"VLOOKUP($A10960,ETo!$A$3:$N$10959,Hydrology!$D$1,FALSE)","v":0.61852309999999999},{"$f":"(H10960*'Farm data entry'!$D$25)","v":0.43296616999999998},{"$f":"kc(C10960,Kc!$E$9:$H$9,Kc!$I$9:$K$9)","v":0},0,{"$f":"K10960*10*'Farm data entry'!$E$22","v":0},{"$f":"(L10960*'Farm data entry'!$D$14)","v":0},0,0,0,999.04159511059993,0,0,0,1699.0259272435198,0,0,0,2699.025927243516,0]

{"sheet":"PostcodeDistricts","index":11,"n_rows":60,"n_cols":4,"rows_kept":60,"cut":false,"hidden":true,"merged":[]}
["Postcode","Kent Districts","Data validation preparation"]
["TN23","Ashford",{"$f":"_xlfn._xlws.SORT(_xlfn._xlws.FILTER(A2:A60, ISNUMBER(SEARCH('Farm data entry'!D8, A2:A60)),\"not found\"))","v":"ME19"},{"$f":"_xlfn._xlws.FILTER(PostcodeDistricts!B2:B61,PostcodeDistricts!A2:A61='Farm data entry'!D8, \"\")","v":"Tonbridge and Mailing"}]
["TN24","Ashford"]
["TN25","Ashford"]
["TN26","Ashford"]
["TN27","Ashford"]
["CT1","Canterbury"]
["CT2","Canterbury"]
["CT3","Canterbury"]
["CT4","Canterbury"]
["CT5","Canterbury"]
["DA1","Dartford"]
["DA10","Dartford"]
["DA17","Dartford"]
["DA2","Dartford"]
["DA5","Dartford"]
["DA9","Dartford"]
["CT14","Dover"]
["CT15","Dover"]
["CT16","Dover"]
["CT17","Dover"]
["CT18","Folkestone and Hythe"]
["CT19","Folkestone and Hythe"]
["CT20","Folkestone and Hythe"]
["CT21","Folkestone and Hythe"]
["CT50","Folkestone and Hythe"]
["DA11","Gravesham"]
["DA12","Gravesham"]
["DA13","Gravesham"]
["ME14","Maidstone"]
["ME15","Maidstone"]
["ME16","Maidstone"]
["ME17","Maidstone"]
["ME3","Gravesham"]
["ME5","Maidstone"]
["ME9","Maidstone"]
["TN13","Sevenoaks"]
["TN14","Sevenoaks"]
["TN15","Sevenoaks"]
["TN16","Sevenoaks"]
["ME10","Swale"]
["ME11","Swale"]
["ME12","Swale"]
["CT10","Thanet"]
["CT11","Thanet"]
["CT12","Thanet"]
["CT7","Thanet"]
["CT8","Thanet"]
["CT9","Thanet"]
["ME19","Tonbridge and Mailing"]
["TN1","Tonbridge and Mailing"]
["TN12","Tonbridge and Mailing"]
["TN5","Tonbridge and Mailing"]
["TN9","Tonbridge and Mailing"]
["TN10","Tunbridge Wells"]
["TN11","Tunbridge Wells"]
["TN2","Tunbridge Wells"]
["TN3","Tunbridge Wells"]
["TN4","Tunbridge Wells"]
["NR12","Tunstead"]

{"sheet":"Rainfall","index":12,"n_rows":10959,"n_cols":18,"rows_kept":4500,"cut":true,"hidden":true,"merged":[],"bounds":{"rows_first":2000,"rows_last":500,"rows_between":2000,"halvings":0}}
[null,null,null,null,"Ashford","Canterbury","Dartford","Dover","Folkestone and hythe","Gravesham","Maidstone","Sevenoaks","Swale","Thanet","Tonbridge and Mailing","Tunbridge Wells","Tunstead"]
["Year","Month","Day",null,"Rainfall (mm)","Rainfall (mm)","Rainfall (mm)","Rainfall (mm)","Rainfall (mm)","Rainfall (mm)","Rainfall (mm)","Rainfall (mm)","Rainfall (mm)","Rainfall (mm)","Rainfall (mm)","Rainfall (mm)","Rainfall (mm)","Data source: https://eip.ceh.ac.uk/chess"]
[1986,1,1,"1986-01-01",21.799998720000001,12.299999904,7.6000002624,15.200000352,11.600000064000001,8.3000004480000005,11.300000255999999,12.599999712000001,13.299999551999999,10.8,12.799999295999999,18.499999968000001,5.4999997056000005]
[1986,1,2,"1986-01-02",22.20000048,21.69999936,16.499999807999998,17.199999647999999,33.200000927999994,18.799999776,16.700000255999999,18.700000416000002,13.40000064,17.400000095999999,19.499999616,20.699999712,4.999999968]
[1986,1,3,"1986-01-03",0.30000000671999999,0.19999999872000002,0,0.39999998880000004,1.3000000176000002,0,0,0,0,0,9.9999999360000008E-2,0.19999999872000002,1.7999999711999999]
[1986,1,4,"1986-01-04",7.6000002624,3.0999998592,2.9000000160000003,11.200000032,8.5000000320000009,3.9999999744000001,5.3000002080000002,6.1000002719999999,3.1999999104000003,1.9000001088,5.5999995839999999,8.1,5.4999997056000005]
[1986,1,5,"1986-01-05",6.6000000959999996,3.4999998911999999,0,14.699999232,9.7000001279999992,9.9999999360000008E-2,0.70000001280000002,0.30000000671999999,1.9000001088,1.9000001088,1.5999999552000002,1.9000001088,2.2999999680000003]
[1986,1,6,"1986-01-06",0,0,0,0,0,0,0,0,0,0.19999999872000002,9.9999999360000008E-2,0,9.9999999360000008E-2]
[1986,1,7,"1986-01-07",8.7999998399999999,3.0999998592,6.9999997823999998,11.399999616000001,13.100000831999999,7.0999998336000001,6.8000001984000003,12.100000319999999,3.5999999423999998,7.1999997120000003,8.7999998399999999,9.1999998720000011,0]
[1986,1,8,"1986-01-08",2.6000000352000003,0.90000002879999996,4.5000001439999995,0.39999998880000004,0.90000002879999996,4.6999999872,4.6999999872,5.2000000704000007,1.9999999872000001,0.49999999680000001,3.7000000800000001,4.999999968,0.19999999872000002]
[1986,1,9,"1986-01-09",0.60000000480000004,0.90000002879999996,1.9000001088,3.9999999744000001,0.30000000671999999,0.90000002879999996,1.3999999392,2.7999998784,2.7,0.49999999680000001,2.7,1.7999999711999999,4.5999999360000006]
[1986,1,10,"1986-01-10",5.3000002080000002,5.4,1.1000000448,2.0999999520000001,5.2000000704000007,2.7,3.1999999104000003,3.5999999423999998,2.7999998784,3.8000001312,2.9000000160000003,3.4000000992000001,3.0000000672000002]
[1986,1,11,"1986-01-11",0,0.19999999872000002,0.19999999872000002,0,9.9999999360000008E-2,0.49999999680000001,0.79999997760000008,1.3999999392,0.79999997760000008,0.39999998880000004,1.1000000448,1.3000000176000002,0]
[1986,1,12,"1986-01-12",0.30000000671999999,0,0,1.1000000448,0.30000000671999999,0,0,0,0,0.99999999360000003,0,0,5.5999995839999999]
[1986,1,13,"1986-01-13",0,9.9999999360000008E-2,0,0.79999997760000008,0,9.9999999360000008E-2,0.19999999872000002,0.70000001280000002,0.19999999872000002,0,0.39999998880000004,0.19999999872000002,9.9999999360000008E-2]
[1986,1,14,"1986-01-14",0.49999999680000001,9.9999999360000008E-2,0.19999999872000002,1.1000000448,0.49999999680000001,9.9999999360000008E-2,0.60000000480000004,0.79999997760000008,0.30000000671999999,0.90000002879999996,0.60000000480000004,0.30000000671999999,0.30000000671999999]
[1986,1,15,"1986-01-15",1.5999999552000002,5.9000002559999993,1.7999999711999999,3.7000000800000001,1.7000000927999999,1.5999999552000002,0.79999997760000008,2.6000000352000003,2.7999998784,3.4999998911999999,1.3999999392,2.0999999520000001,4.5999999360000006]
[1986,1,16,"1986-01-16",0,0,0,0,0,0,0,0.19999999872000002,9.9999999360000008E-2,0,0.19999999872000002,0.30000000671999999,9.9999999360000008E-2]
[1986,1,17,"1986-01-17",1.7999999711999999,0.49999999680000001,0.39999998880000004,2.7999998784,1.9000001088,1.1000000448,1.2000000096000001,2.2999999680000003,1.5999999552000002,2.9000000160000003,1.3999999392,1.3000000176000002,5.4999997056000005]
[1986,1,18,"1986-01-18",0.60000000480000004,2.0999999520000001,0.60000000480000004,1.5000000767999999,1.3999999392,0.90000002879999996,0.70000001280000002,1.5000000767999999,9.9999999360000008E-2,0.30000000671999999,0.70000001280000002,0.70000001280000002,1.9999999872000001]
[1986,1,19,"1986-01-19",1.9999999872000001,1.3999999392,0.39999998880000004,2.2000000032,2.2999999680000003,0.70000001280000002,1.2000000096000001,1.9999999872000001,1.3000000176000002,1.1000000448,1.3999999392,1.5000000767999999,4.100000112]
[1986,1,20,"1986-01-20",1.3999999392,1.2000000096000001,1.7999999711999999,5.3000002080000002,1.1000000448,1.9000001088,1.5999999552000002,2.2999999680000003,0.60000000480000004,0.49999999680000001,2.7,2.499999984,0.90000002879999996]
[1986,1,21,"1986-01-21",1.5000000767999999,1.1000000448,3.7000000800000001,2.9000000160000003,4.100000112,1.3999999392,2.9000000160000003,1.5999999552000002,0.99999999360000003,0.60000000480000004,0.70000001280000002,1.3000000176000002,9.9999999360000008E-2]
[1986,1,22,"1986-01-22",9.000000287999999,7.8999998976000008,2.2000000032,5.6999998080000003,6.3999996479999997,3.8999999232000002,3.3000000479999998,6.1000002719999999,5.4,3.3000000479999998,4.999999968,5.4999997056000005,3.8999999232000002]
[1986,1,23,"1986-01-23",0.60000000480000004,0,0.30000000671999999,9.9999999360000008E-2,0.39999998880000004,0.60000000480000004,0.60000000480000004,0.79999997760000008,0.30000000671999999,0.79999997760000008,0.79999997760000008,0.60000000480000004,1.5000000767999999]
[1986,1,24,"1986-01-24",0,0,0,0,0,0,0,0,0,0,0,0,4.5999999360000006]
[1986,1,25,"1986-01-25",0,0,0,0,0,0,0,0,0,0,0,0,2.7999998784]
[1986,1,26,"1986-01-26",0,0.99999999360000003,0,0,0,0,0,0,0,0,0,0,0]
[1986,1,27,"1986-01-27",8.5999999103999993,8.1,14.300000064000001,9.8999997120000014,10.8,12.699999935999999,11.099999808,8.3999998080000005,10.699999776,10.899999360000001,8.3999998080000005,8.5999999103999993,2.499999984]
[1986,1,28,"1986-01-28",1.5999999552000002,0.19999999872000002,5.4999997056000005,4.2999999551999997,2.2999999680000003,7.8999998976000008,11.800000511999999,9.3999999744,1.7000000927999999,0.49999999680000001,10.399999967999999,12.200000544,0]
[1986,1,29,"1986-01-29",2.4000000192000002,0.60000000480000004,6.0000001344000005,0.30000000671999999,0.19999999872000002,7.2999999359999999,8.3999998080000005,10.8,0.99999999360000003,0.49999999680000001,9.7000001279999992,11.500000704,0.19999999872000002]
[1986,1,30,"1986-01-30",0,0,9.9999999360000008E-2,0,0.60000000480000004,0,0,0,9.9999999360000008E-2,0,9.9999999360000008E-2,9.9999999360000008E-2,0]
[1986,1,31,"1986-01-31",0.19999999872000002,0,1.3999999392,0.30000000671999999,0.39999998880000004,2.0999999520000001,1.1000000448,1.9999999872000001,0.19999999872000002,0,1.3999999392,0.99999999360000003,0]
[1986,2,1,"1986-02-01",6.0000001344000005,4.9000001759999998,4.9000001759999998,4.8000000384000003,5.2000000704000007,6.2999997695999994,6.9999997823999998,7.6000002624,4.8000000384000003,3.4000000992000001,5.4,5.5999995839999999,3.0999998592]
[1986,2,2,"1986-02-02",3.3000000479999998,4.5000001439999995,5.4999997056000005,5.1000000191999995,2.6000000352000003,6.4999998720000001,4.5000001439999995,4.6999999872,6.6000000959999996,4.5999999360000006,2.9000000160000003,1.9999999872000001,6.2999997695999994]
[1986,2,3,"1986-02-03",0,0,0,0,0,9.9999999360000008E-2,0,0,0,0,0,0,0]
[1986,2,4,"1986-02-04",0,0,0,0,0,0,9.9999999360000008E-2,0,0,0,0,0,0]
[1986,2,5,"1986-02-05",0.39999998880000004,0.19999999872000002,4.8000000384000003,0.90000002879999996,0.19999999872000002,3.1999999104000003,1.5999999552000002,3.3000000479999998,0.79999997760000008,1.2000000096000001,1.3000000176000002,0.60000000480000004,0]
[1986,2,6,"1986-02-06",1.1000000448,9.9999999360000008E-2,2.499999984,1.3000000176000002,1.2000000096000001,1.9999999872000001,9.9999999360000008E-2,0.39999998880000004,0.99999999360000003,1.3000000176000002,1.2000000096000001,1.1000000448,0]
[1986,2,7,"1986-02-07",1.3000000176000002,0,0.19999999872000002,9.9999999360000008E-2,1.3000000176000002,9.9999999360000008E-2,0.99999999360000003,0.19999999872000002,0.79999997760000008,2.2000000032,0,0.30000000671999999,9.9999999360000008E-2]
[1986,2,8,"1986-02-08",3.3000000479999998,2.0999999520000001,0.70000001280000002,6.2999997695999994,10.200000038399999,0.39999998880000004,0.70000001280000002,0.19999999872000002,4.4000000064,9.1999998720000011,0,0.30000000671999999,3.4000000992000001]
[1986,2,9,"1986-02-09",0.70000001280000002,0,0.79999997760000008,0,0.70000001280000002,0.49999999680000001,0.19999999872000002,0.19999999872000002,0.60000000480000004,0,0,0.19999999872000002,0.30000000671999999]
[1986,2,10,"1986-02-10",0,0,0,0,0.30000000671999999,0,0,0,0,0,0,0,0]
[1986,2,11,"1986-02-11",0,0,0,0,0,0,0,0,0,0,0,0,0]
[1986,2,12,"1986-02-12",0,0,0,0,0,0,0,0,0,0,0,0,0]
[1986,2,13,"1986-02-13",0,0,0,0,0,0,0,0,0,0,0.99999999360000003,0,0]
[1986,2,14,"1986-02-14",0,0,0.39999998880000004,0,0,0,0,0,9.9999999360000008E-2,0,0,0,0]
[1986,2,15,"1986-02-15",0,0,0,0,0,0,0,0,0,0,0,0,0]
[1986,2,16,"1986-02-16",0,0,0,0,0,0,0,0,0,0,0,0,0]
[1986,2,17,"1986-02-17",0,0,0,0,0,0,0,0,0,0,0,0,9.9999999360000008E-2]
[1986,2,18,"1986-02-18",0.90000002879999996,0.19999999872000002,0,0,0.30000000671999999,9.9999999360000008E-2,0.60000000480000004,9.9999999360000008E-2,0.39999998880000004,0.49999999680000001,0,9.9999999360000008E-2,9.9999999360000008E-2]
[1986,2,19,"1986-02-19",0.49999999680000001,0.39999998880000004,9.9999999360000008E-2,2.2000000032,0.60000000480000004,0.30000000671999999,0.60000000480000004,0.30000000671999999,0.99999999360000003,0.60000000480000004,0,0.19999999872000002,3.0999998592]
[1986,2,20,"1986-02-20",0,9.9999999360000008E-2,0.30000000671999999,0.49999999680000001,9.9999999360000008E-2,0.39999998880000004,0.19999999872000002,0,9.9999999360000008E-2,0.39999998880000004,9.9999999360000008E-2,0,0]
[1986,2,21,"1986-02-21",0,0,0,0,9.9999999360000008E-2,0,0,0,0,0,0,0,0]
[1986,2,22,"1986-02-22",0,0,0,0,0,0.39999998880000004,0.19999999872000002,9.9999999360000008E-2,0,0,0,0,0]
[1986,2,23,"1986-02-23",0,0,1.5000000767999999,0,0,0.19999999872000002,0,1.3000000176000002,0,0,0.30000000671999999,9.9999999360000008E-2,0]
[1986,2,24,"1986-02-24",0,0,0,0,0,0,0,0,0,0,0,0,0]
[1986,2,25,"1986-02-25",0,0,0,0,0,0,9.9999999360000008E-2,0,0,0,0,0,0]
[1986,2,26,"1986-02-26",0,0,0,0,0,0,0,0,0,0,0,0,0]
[1986,2,27,"1986-02-27",0,0,0,0,0,0,0,0,0,0,0.30000000671999999,9.9999999360000008E-2,0]
[1986,2,28,"1986-02-28",3.3000000479999998,2.0999999520000001,3.0999998592,1.5000000767999999,5.1000000191999995,2.7999998784,1.9999999872000001,3.7000000800000001,3.7000000800000001,1.9000001088,1.7000000927999999,4.5000001439999995,0]
[1986,3,1,"1986-03-01",0,0,1.3000000176000002,3.0000000672000002,0.19999999872000002,0.30000000671999999,9.9999999360000008E-2,9.9999999360000008E-2,0.49999999680000001,0,0,0,0]
[1986,3,2,"1986-03-02",0,0,9.9999999360000008E-2,0,0,0,0,0,0,0,0,0,0]
[1986,3,3,"1986-03-03",0,0,0.19999999872000002,0,9.9999999360000008E-2,9.9999999360000008E-2,9.9999999360000008E-2,1.1000000448,0,0,1.7999999711999999,0.30000000671999999,0.30000000671999999]
[1986,3,4,"1986-03-04",11.600000064000001,6.1999997184,5.1000000191999995,7.4000001600000003,12.500000352000001,6.8000001984000003,6.4999998720000001,10.200000038399999,5.4,7.2999999359999999,9.1999998720000011,13.200000191999999,5.6999998080000003]
[1986,3,5,"1986-03-05",9.9999999360000008E-2,0.19999999872000002,9.9999999360000008E-2,0.19999999872000002,0.60000000480000004,9.9999999360000008E-2,0.79999997760000008,0.39999998880000004,9.9999999360000008E-2,0,0.90000002879999996,0.60000000480000004,0]
[1986,3,6,"1986-03-06",0,0,0,0,0.19999999872000002,0,0,0,0,0,9.9999999360000008E-2,0.19999999872000002,0]
[1986,3,7,"1986-03-07",0,0,0,0,0,0,0,0,0,0,0,0,0]
[1986,3,8,"1986-03-08",0,0,0,0,0,0,0,0,0,0,0,0,0]
[1986,3,9,"1986-03-09",1.1000000448,9.9999999360000008E-2,1.3999999392,9.9999999360000008E-2,0.19999999872000002,0.70000001280000002,0.30000000671999999,0.79999997760000008,0.19999999872000002,0.70000001280000002,9.9999999360000008E-2,0.30000000671999999,0.19999999872000002]
[1986,3,10,"1986-03-10",3.4999998911999999,8.3999998080000005,0.30000000671999999,4.5000001439999995,2.7999998784,9.9999999360000008E-2,0.19999999872000002,9.9999999360000008E-2,1.5000000767999999,2.9000000160000003,0,9.9999999360000008E-2,1.1000000448]
[1986,3,11,"1986-03-11",0.19999999872000002,0,0,0,0,0,0,0,9.9999999360000008E-2,0,0,9.9999999360000008E-2,9.9999999360000008E-2]
[1986,3,12,"1986-03-12",0,0,0,0,0,0,0,0,0,0,0,0,0]
[1986,3,13,"1986-03-13",0,0,0,0,0,0,0,0,0,0,0.39999998880000004,0,0]
[1986,3,14,"1986-03-14",0,0,0,0,0,0,0,0,0,0,0,0,0]
[1986,3,15,"1986-03-15",0,0,0,0,0,0,0,0,0,0,0,0,0]
[1986,3,16,"1986-03-16",0,0,0.60000000480000004,0,9.9999999360000008E-2,9.9999999360000008E-2,0.30000000671999999,0.49999999680000001,0,0,0.30000000671999999,9.9999999360000008E-2,0]
[1986,3,17,"1986-03-17",0,0,0,0,0,0,0,0,0,0,0,0,0]
[1986,3,18,"1986-03-18",3.5999999423999998,3.3000000479999998,5.4999997056000005,8.1,4.1999999040000002,4.5000001439999995,5.8000000320000007,6.70000032,2.2000000032,6.9999997823999998,5.1000000191999995,6.3999996479999997,5.8000000320000007]
[1986,3,19,"1986-03-19",0.49999999680000001,0.30000000671999999,0.39999998880000004,1.3000000176000002,0.79999997760000008,0.90000002879999996,0.70000001280000002,1.3000000176000002,1.7999999711999999,0.70000001280000002,1.5000000767999999,2.4000000192000002,3.8999999232000002]
[1986,3,20,"1986-03-20",2.2999999680000003,0.19999999872000002,0.70000001280000002,1.3000000176000002,1.5999999552000002,0.99999999360000003,1.9000001088,2.6000000352000003,0.79999997760000008,0.19999999872000002,1.2000000096000001,0.99999999360000003,0.60000000480000004]
[1986,3,21,"1986-03-21",0.39999998880000004,0.39999998880000004,1.5999999552000002,0,0.90000002879999996,2.2000000032,2.6000000352000003,2.4000000192000002,9.9999999360000008E-2,0.39999998880000004,2.0999999520000001,1.7999999711999999,2.6000000352000003]
[1986,3,22,"1986-03-22",5.4,3.5999999423999998,2.499999984,7.9999997760000001,6.70000032,2.0999999520000001,2.2000000032,2.4000000192000002,4.4000000064,3.3000000479999998,1.7999999711999999,3.7000000800000001,5.5999995839999999]
[1986,3,23,"1986-03-23",11.600000064000001,7.6999999680000002,5.4,8.7999998399999999,7.9999997760000001,9.5999999039999988,7.9999997760000001,11.200000032,8.5000000320000009,5.2000000704000007,8.3000004480000005,13.200000191999999,7.6999999680000002]
[1986,3,24,"1986-03-24",0,0.39999998880000004,0,0,9.9999999360000008E-2,0,9.9999999360000008E-2,0.19999999872000002,0,0,9.9999999360000008E-2,1.1000000448,3.3000000479999998]
[1986,3,25,"1986-03-25",2.6000000352000003,1.1000000448,1.5000000767999999,1.9999999872000001,0.99999999360000003,2.4000000192000002,2.6000000352000003,0.60000000480000004,0.60000000480000004,2.9000000160000003,0.49999999680000001,0.99999999360000003,1.5999999552000002]
[1986,3,26,"1986-03-26",2.6000000352000003,1.3999999392,0.99999999360000003,2.499999984,2.7999998784,1.1000000448,1.2000000096000001,2.4000000192000002,1.9000001088,0.90000002879999996,1.7999999711999999,2.2000000032,3.9999999744000001]
[1986,3,27,"1986-03-27",7.2999999359999999,5.9000002559999993,1.3000000176000002,14.100000479999999,7.6999999680000002,3.3000000479999998,3.0000000672000002,6.0000001344000005,4.5999999360000006,4.8000000384000003,4.1999999040000002,5.9000002559999993,7.5000003840000007]
[1986,3,28,"1986-03-28",4.4000000064,2.7,2.499999984,5.1000000191999995,4.6999999872,2.4000000192000002,3.0000000672000002,2.6000000352000003,1.3000000176000002,0.99999999360000003,3.4000000992000001,2.0999999520000001,0.70000001280000002]
[1986,3,29,"1986-03-29",0.60000000480000004,2.2999999680000003,3.0000000672000002,2.7999998784,0.49999999680000001,4.9000001759999998,7.8999998976000008,6.0000001344000005,2.7999998784,3.3000000479999998,6.2999997695999994,4.8000000384000003,1.5999999552000002]
[1986,3,30,"1986-03-30",12.500000352000001,4.6999999872,1.3999999392,9.8000003519999996,9.999999936,2.0999999520000001,2.6000000352000003,3.1999999104000003,3.5999999423999998,4.9000001759999998,2.4000000192000002,4.100000112,2.6000000352000003]
[1986,3,31,"1986-03-31",2.7,2.4000000192000002,2.2000000032,3.1999999104000003,3.8999999232000002,2.2000000032,1.2000000096000001,1.3000000176000002,1.9999999872000001,3.0000000672000002,1.7000000927999999,0.99999999360000003,4.2999999551999997]
[1986,4,1,"1986-04-01",0.39999998880000004,2.2999999680000003,0.49999999680000001,2.4000000192000002,2.0999999520000001,0,0,1.3999999392,0.60000000480000004,0.30000000671999999,0.19999999872000002,0,0.49999999680000001]
[1986,4,2,"1986-04-02",9.9999999360000008E-2,0,4.9000001759999998,0.39999998880000004,0,2.2000000032,9.9999999360000008E-2,1.5000000767999999,0,0,0.60000000480000004,1.3000000176000002,9.9999999360000008E-2]
[1986,4,3,"1986-04-03",0,0,1.5000000767999999,0,0.99999999360000003,1.1000000448,0,0.79999997760000008,0,0,0.90000002879999996,0.99999999360000003,0.30000000671999999]
[1986,4,4,"1986-04-04",9.9999999360000008E-2,0,0.39999998880000004,0,0,0,0,0,0.19999999872000002,0,9.9999999360000008E-2,0.60000000480000004,0.79999997760000008]
[1986,4,5,"1986-04-05",0.19999999872000002,0.19999999872000002,1.2000000096000001,0.19999999872000002,0,0.70000001280000002,2.2999999680000003,0.30000000671999999,0.99999999360000003,0.70000001280000002,0.99999999360000003,1.1000000448,0]
[1986,4,6,"1986-04-06",4.9000001759999998,7.6000002624,2.499999984,13.100000831999999,9.3000000959999998,4.100000112,5.5999995839999999,2.2000000032,10.699999776,7.8999998976000008,4.6999999872,2.9000000160000003,1.1000000448]
[1986,4,7,"1986-04-07",3.8999999232000002,6.1999997184,6.2999997695999994,4.6999999872,3.8000001312,9.999999936,6.70000032,4.100000112,3.8999999232000002,5.5999995839999999,5.4,6.70000032,15.000000768000001]
[1986,4,8,"1986-04-08",0.70000001280000002,1.1000000448,0.60000000480000004,0.90000002879999996,0.79999997760000008,0.79999997760000008,0.60000000480000004,0.49999999680000001,0.39999998880000004,9.9999999360000008E-2,0.49999999680000001,0.49999999680000001,0.39999998880000004]
[1986,4,9,"1986-04-09",1.1000000448,0,0.30000000671999999,9.9999999360000008E-2,0.49999999680000001,0.39999998880000004,0.39999998880000004,0.99999999360000003,0.60000000480000004,0,0.70000001280000002,0.60000000480000004,0]
[1986,4,10,"1986-04-10",0.39999998880000004,0.19999999872000002,0,9.9999999360000008E-2,0.30000000671999999,0,0,0,0.19999999872000002,0.19999999872000002,9.9999999360000008E-2,0,0]
[1986,4,11,"1986-04-11",1.3000000176000002,1.1000000448,0.49999999680000001,1.3999999392,2.0999999520000001,0.39999998880000004,0.49999999680000001,0.60000000480000004,1.3000000176000002,1.9000001088,0.60000000480000004,0.79999997760000008,1.7999999711999999]
[1986,4,12,"1986-04-12",0.70000001280000002,9.9999999360000008E-2,3.1999999104000003,0.49999999680000001,0.49999999680000001,2.7999998784,3.3000000479999998,1.9000001088,0.60000000480000004,0,1.9000001088,1.9999999872000001,0.30000000671999999]
[1986,4,13,"1986-04-13",4.2999999551999997,2.6000000352000003,3.9999999744000001,3.5999999423999998,3.0999998592,2.4000000192000002,3.0999998592,2.2000000032,1.9000001088,3.4999998911999999,2.4000000192000002,2.499999984,2.4000000192000002]
[1986,4,14,"1986-04-14",4.5000001439999995,1.5000000767999999,2.9000000160000003,2.7999998784,2.7999998784,2.2999999680000003,3.5999999423999998,6.0000001344000005,2.2999999680000003,1.7000000927999999,3.9999999744000001,4.2999999551999997,0.39999998880000004]
[1986,4,15,"1986-04-15",1.9000001088,1.5999999552000002,2.7,1.3000000176000002,1.1000000448,3.7000000800000001,5.2000000704000007,4.999999968,1.9999999872000001,1.3999999392,3.8000001312,3.7000000800000001,1.5999999552000002]
[1986,4,16,"1986-04-16",0.39999998880000004,0,1.7999999711999999,0.49999999680000001,0.39999998880000004,3.4999998911999999,0.30000000671999999,3.4999998911999999,0.19999999872000002,0.19999999872000002,2.2999999680000003,2.2999999680000003,0.79999997760000008]
[1986,4,17,"1986-04-17",2.4000000192000002,3.3000000479999998,3.7000000800000001,3.8999999232000002,0.49999999680000001,0.39999998880000004,2.7,3.8000001312,4.6999999872,3.9999999744000001,4.6999999872,8.5999999103999993,9.9999999360000008E-2]
[1986,4,18,"1986-04-18",1.7000000927999999,9.9999999360000008E-2,0.19999999872000002,3.7000000800000001,2.9000000160000003,0.39999998880000004,0.39999998880000004,1.3000000176000002,9.9999999360000008E-2,9.9999999360000008E-2,0.79999997760000008,0.90000002879999996,0.90000002879999996]
[1986,4,19,"1986-04-19",7.1999997120000003,4.999999968,6.4999998720000001,10.899999360000001,10.399999967999999,7.0999998336000001,8.3000004480000005,12.699999935999999,3.3000000479999998,5.4,9.8999997120000014,9.7000001279999992,3.3000000479999998]
[1986,4,20,"1986-04-20",2.9000000160000003,0.79999997760000008,1.2000000096000001,7.0999998336000001,3.4000000992000001,0.90000002879999996,0.99999999360000003,2.7999998784,1.9999999872000001,1.1000000448,0.90000002879999996,1.2000000096000001,3.8999999232000002]
[1986,4,21,"1986-04-21",7.5000003840000007,4.9000001759999998,1.7999999711999999,3.4000000992000001,3.3000000479999998,3.9999999744000001,6.1000002719999999,6.1000002719999999,4.5999999360000006,3.7000000800000001,7.4000001600000003,7.2999999359999999,3.0999998592]
[1986,4,22,"1986-04-22",0.30000000671999999,0.19999999872000002,1.5000000767999999,0.90000002879999996,1.2000000096000001,4.8000000384000003,3.1999999104000003,3.8999999232000002,0.70000001280000002,0.19999999872000002,5.5999995839999999,5.6999998080000003,3.8999999232000002]
[1986,4,23,"1986-04-23",3.9999999744000001,12.200000544,1.7999999711999999,5.2000000704000007,3.8999999232000002,1.5999999552000002,2.7,2.2000000032,2.7999998784,3.0000000672000002,2.2999999680000003,2.2999999680000003,1.3000000176000002]
[1986,4,24,"1986-04-24",0,0,0.19999999872000002,0,9.9999999360000008E-2,0,0,0,0,0,0,0,1.1000000448]
[1986,4,25,"1986-04-25",0,0,0,9.9999999360000008E-2,0,0,0,0,0,0,0,0,0]
[1986,4,26,"1986-04-26",12.900000384,13.299999551999999,4.5000001439999995,10.600000416,11.099999808,6.70000032,8.7999998399999999,3.9999999744000001,12.599999712000001,9.8999997120000014,6.6000000959999996,8.5000000320000009,0.70000001280000002]
[1986,4,27,"1986-04-27",3.5999999423999998,7.5000003840000007,1.5999999552000002,4.2999999551999997,5.5999995839999999,1.9999999872000001,0.90000002879999996,0.19999999872000002,5.8000000320000007,3.4000000992000001,0.19999999872000002,0.30000000671999999,1.1000000448]
[1986,4,28,"1986-04-28",0,0,0,0.49999999680000001,0.30000000671999999,9.9999999360000008E-2,0,0.30000000671999999,0,0.79999997760000008,0.19999999872000002,0.19999999872000002,0.19999999872000002]
[1986,4,29,"1986-04-29",0,0,0,0,9.9999999360000008E-2,0,0,0,0,9.9999999360000008E-2,0,0,0]
[1986,4,30,"1986-04-30",0,0,0,0,0,0,0,0,0,0,0,0,0]
[1986,5,1,"1986-05-01",0,0,0,0,0,0,0,0,0,0,0,0,0]
[1986,5,2,"1986-05-02",0.39999998880000004,0,0.79999997760000008,1.3000000176000002,0,0.49999999680000001,0.39999998880000004,0.39999998880000004,9.9999999360000008E-2,2.2000000032,9.9999999360000008E-2,9.9999999360000008E-2,0.49999999680000001]
[1986,5,3,"1986-05-03",0,0,0,0,0,9.9999999360000008E-2,0,0,0,0,0,0,0]
[1986,5,4,"1986-05-04",0.30000000671999999,0,0,0.19999999872000002,9.9999999360000008E-2,0,0.49999999680000001,9.9999999360000008E-2,0,9.9999999360000008E-2,0.30000000671999999,0.39999998880000004,0]
[1986,5,5,"1986-05-05",4.5999999360000006,0,2.7,1.3000000176000002,2.4000000192000002,2.7999998784,3.4999998911999999,2.7,2.7999998784,0.19999999872000002,2.2000000032,2.4000000192000002,0]
[1986,5,6,"1986-05-06",4.2999999551999997,6.1999997184,3.5999999423999998,4.5999999360000006,2.2000000032,4.999999968,6.6000000959999996,5.1000000191999995,3.1999999104000003,6.6000000959999996,4.6999999872,5.4,13.800000671999999]
[1986,5,7,"1986-05-07",1.1000000448,0,0.39999998880000004,0.49999999680000001,0.30000000671999999,0.39999998880000004,0.30000000671999999,1.9999999872000001,0,0,0.79999997760000008,1.2000000096000001,9.9999999360000008E-2]
[1986,5,8,"1986-05-08",0.70000001280000002,0.19999999872000002,2.0999999520000001,0.39999998880000004,0.39999998880000004,2.0999999520000001,1.5000000767999999,0.99999999360000003,0.60000000480000004,0.60000000480000004,1.5999999552000002,2.2000000032,3.7000000800000001]
[1986,5,9,"1986-05-09",0.79999997760000008,0,1.7000000927999999,0.30000000671999999,0.70000001280000002,1.9000001088,1.3000000176000002,1.2000000096000001,0.70000001280000002,1.2000000096000001,1.1000000448,1.2000000096000001,2.6000000352000003]
[1986,5,10,"1986-05-10",9.9999999360000008E-2,0,0.19999999872000002,0,9.9999999360000008E-2,0,0,9.9999999360000008E-2,0,0,9.9999999360000008E-2,9.9999999360000008E-2,0]
[1986,5,11,"1986-05-11",0.70000001280000002,2.2999999680000003,0.60000000480000004,0.30000000671999999,0.60000000480000004,0.79999997760000008,0.30000000671999999,0.39999998880000004,0.49999999680000001,0.90000002879999996,0.30000000671999999,0.30000000671999999,1.1000000448]
[1986,5,12,"1986-05-12",1.5000000767999999,1.3999999392,1.1000000448,1.1000000448,2.0999999520000001,1.7000000927999999,0.90000002879999996,2.2999999680000003,1.3999999392,0.90000002879999996,1.5999999552000002,2.4000000192000002,9.9999999360000008E-2]
[1986,5,13,"1986-05-13",0,0,9.9999999360000008E-2,0,0,0,0,9.9999999360000008E-2,0,0,0.19999999872000002,0,9.9999999360000008E-2]
[1986,5,14,"1986-05-14",4.2999999551999997,4.1999999040000002,3.8999999232000002,5.4,4.9000001759999998,3.8000001312,3.3000000479999998,3.8000001312,3.4000000992000001,4.8000000384000003,2.4000000192000002,3.0000000672000002,3.5999999423999998]
[1986,5,15,"1986-05-15",0,0,0,0,0,0,0,0,0,0,0,0,1.7999999711999999]
[1986,5,16,"1986-05-16",0,0,0,0,0,0,0,0,0,0,0,0,0]
[1986,5,17,"1986-05-17",0.60000000480000004,0,1.1000000448,0,0.19999999872000002,0.60000000480000004,0.90000002879999996,1.5999999552000002,0.39999998880000004,9.9999999360000008E-2,0.90000002879999996,0.90000002879999996,0.19999999872000002]
[1986,5,18,"1986-05-18",0,0,9.9999999360000008E-2,0,0,0.19999999872000002,0,0.19999999872000002,0,0,9.9999999360000008E-2,0.30000000671999999,9.9999999360000008E-2]
[1986,5,19,"1986-05-19",0,0,1.9999999872000001,0,0,1.1000000448,0.39999998880000004,2.7,0,0,0.99999999360000003,0.79999997760000008,0]
[1986,5,20,"1986-05-20",3.5999999423999998,2.6000000352000003,3.8999999232000002,2.9000000160000003,3.9999999744000001,2.2999999680000003,3.5999999423999998,6.1000002719999999,2.499999984,1.9000001088,2.499999984,1.9999999872000001,3.1999999104000003]
[1986,5,21,"1986-05-21",1.7000000927999999,1.3000000176000002,0.60000000480000004,0.70000001280000002,1.5000000767999999,0.99999999360000003,1.7000000927999999,3.3000000479999998,1.1000000448,0.19999999872000002,4.1999999040000002,4.4000000064,1.5999999552000002]
[1986,5,22,"1986-05-22",3.5999999423999998,9.9999999360000008E-2,4.999999968,2.6000000352000003,2.499999984,5.9000002559999993,7.5000003840000007,8.2000002240000001,5.1000000191999995,3.3000000479999998,8.6999999615999997,7.6000002624,2.2999999680000003]
[1986,5,23,"1986-05-23",2.0999999520000001,0,9.9999999360000008E-2,0.70000001280000002,1.3000000176000002,0.49999999680000001,0.39999998880000004,0.30000000671999999,1.5000000767999999,1.3000000176000002,9.9999999360000008E-2,0.19999999872000002,0]
[1986,5,24,"1986-05-24",0,0,0,0,0,0,0,0,0,0,0,0,0]
[1986,5,25,"1986-05-25",0,0,0,0,0,9.9999999360000008E-2,0,0,0,0,0,0,0]
[1986,5,26,"1986-05-26",0,0,0,0,0,0,0,0,0,0,0,9.9999999360000008E-2,0]
[1986,5,27,"1986-05-27",0,0,0,1.7999999711999999,0,0,0,0,0,0,0,0,0]
[1986,5,28,"1986-05-28",5.5999995839999999,7.5000003840000007,4.100000112,2.6000000352000003,3.8000001312,3.5999999423999998,4.6999999872,6.3999996479999997,5.6999998080000003,4.9000001759999998,2.499999984,3.0999998592,1.9999999872000001]
[1986,5,29,"1986-05-29",0.49999999680000001,9.9999999360000008E-2,0.49999999680000001,0,0,0.99999999360000003,0.60000000480000004,0.39999998880000004,9.9999999360000008E-2,0.90000002879999996,9.9999999360000008E-2,0,0.19999999872000002]
[1986,5,30,"1986-05-30",0,0,0.30000000671999999,0,9.9999999360000008E-2,9.9999999360000008E-2,0.30000000671999999,0.79999997760000008,0,0,0,0,0]
[1986,5,31,"1986-05-31",7.6999999680000002,6.9999997823999998,7.9999997760000001,6.1999997184,8.2000002240000001,7.8999998976000008,7.7999998464000004,8.2000002240000001,9.3999999744,8.3000004480000005,7.9999997760000001,3.7000000800000001,8.9000000640000003]
[1986,6,1,"1986-06-01",1.7999999711999999,0,0.60000000480000004,1.3999999392,1.9000001088,1.7000000927999999,2.4000000192000002,0.39999998880000004,1.9000001088,0.90000002879999996,0.70000001280000002,9.9999999360000008E-2,0.19999999872000002]
[1986,6,2,"1986-06-02",1.1000000448,0,0.30000000671999999,0.19999999872000002,0.30000000671999999,0.39999998880000004,9.9999999360000008E-2,0.70000001280000002,0.79999997760000008,0.19999999872000002,0.19999999872000002,0.30000000671999999,9.9999999360000008E-2]
[1986,6,3,"1986-06-03",4.5000001439999995,7.6999999680000002,5.4,3.4000000992000001,3.7000000800000001,5.6999998080000003,5.9000002559999993,6.6000000959999996,3.8000001312,3.8999999232000002,3.3000000479999998,3.5999999423999998,7.4000001600000003]
[1986,6,4,"1986-06-04",0.19999999872000002,9.9999999360000008E-2,0,0.49999999680000001,0.60000000480000004,0.19999999872000002,0,0,0.70000001280000002,0.79999997760000008,9.9999999360000008E-2,9.9999999360000008E-2,1.7000000927999999]
[1986,6,5,"1986-06-05",0.30000000671999999,2.2000000032,0,1.5999999552000002,0.49999999680000001,0,0,0,0.60000000480000004,1.1000000448,0,9.9999999360000008E-2,1.9000001088]
[1986,6,6,"1986-06-06",0.49999999680000001,1.2000000096000001,0,0.90000002879999996,0.60000000480000004,0.19999999872000002,9.9999999360000008E-2,0.39999998880000004,0.79999997760000008,0.60000000480000004,0,0.19999999872000002,0.49999999680000001]
[1986,6,7,"1986-06-07",0,2.2000000032,9.9999999360000008E-2,0.30000000671999999,9.9999999360000008E-2,0,0,0,0.79999997760000008,2.0999999520000001,0,0,9.9999999360000008E-2]
[1986,6,8,"1986-06-08",0,0,0,0,0,0,0,0,0,0,0,0,0.60000000480000004]
[1986,6,9,"1986-06-09",0,0,0.19999999872000002,0,0,9.9999999360000008E-2,0,0,0,0,0,0,0]
[1986,6,10,"1986-06-10",1.3000000176000002,0,6.6000000959999996,2.7,4.100000112,4.5000001439999995,6.6000000959999996,5.4,1.9000001088,1.3000000176000002,6.3999996479999997,4.999999968,0]
[1986,6,11,"1986-06-11",7.2999999359999999,6.1000002719999999,5.1000000191999995,4.4000000064,7.4000001600000003,5.4,2.9000000160000003,2.7999998784,5.1000000191999995,6.8000001984000003,2.7,7.1999997120000003,0.90000002879999996]
[1986,6,12,"1986-06-12",0,0,0,0,0,0,0,0,0,0,0,0,0]
[1986,6,13,"1986-06-13",0,0,0,0,0,0,0,0,0,0,0,0,0]
[1986,6,14,"1986-06-14",0,0,0,0,0,0,0,0,0,0,0,0,0]
[1986,6,15,"1986-06-15",0,0,0,0,0,0,0,0,0,0,0,0,0]
[1986,6,16,"1986-06-16",0,0,0,0,0,0,0,0,0,0,0,0,0]
[1986,6,17,"1986-06-17",0,0,0,0,0,0,0,0,0,0,0,0,0]
[1986,6,18,"1986-06-18",0,0,0,0,0,0,0,0,0,0,0,0,0]
[1986,6,19,"1986-06-19",0,0,0,0,0,0,0,0,0,0,0,0,0]
[1986,6,20,"1986-06-20",0,0,0,0,0,0,0,0,0,0,0,0,0]
[1986,6,21,"1986-06-21",0.19999999872000002,0,9.9999999360000008E-2,0,0,0.79999997760000008,1.9000001088,0.19999999872000002,0,0,0.70000001280000002,0.49999999680000001,0]
[1986,6,22,"1986-06-22",5.9000002559999993,2.9000000160000003,1.5000000767999999,6.3999996479999997,1.5000000767999999,1.3999999392,0.49999999680000001,0.19999999872000002,4.5000001439999995,1.1000000448,0.49999999680000001,0.30000000671999999,1.5000000767999999]
[1986,6,23,"1986-06-23",3.4000000992000001,0.19999999872000002,2.2999999680000003,3.1999999104000003,4.100000112,1.5000000767999999,1.7000000927999999,0.79999997760000008,3.1999999104000003,0.99999999360000003,0.60000000480000004,1.9999999872000001,7.6000002624]
[1986,6,24,"1986-06-24",0,0,0,0,0,0,0,0,0,0,0,0,0]
[1986,6,25,"1986-06-25",0,0,0,0,0,0,0,0,0,0,0,0,0]
[1986,6,26,"1986-06-26",0,0,0,0,0,0,0,0,0,0,0,0,0]
[1986,6,27,"1986-06-27",0,0,0,0,0,0,0,0,0,0,0,0,0]
[1986,6,28,"1986-06-28",0,0,0,0,0,0,0,0,0,0,0,0,0]
[1986,6,29,"1986-06-29",0,0,0,0,0,0,0,0,0,0,0,0,0]
[1986,6,30,"1986-06-30",0,0,0,0,0,0,0,0,0,0,0,0,0]
[1986,7,1,"1986-07-01",0,0,0,0,0,0,0,0,0,0,0,0,0]
[1986,7,2,"1986-07-02",7.6999999680000002,10.999999583999999,4.6999999872,30.600000287999997,11.500000704,8.6999999615999997,7.0999998336000001,10.999999583999999,4.1999999040000002,19.600000703999999,5.4,8.5000000320000009,3.3000000479999998]
[1986,7,3,"1986-07-03",0,0,0,0,0,0,0,0,0,0,0,0,0]
[1986,7,4,"1986-07-04",1.7999999711999999,0.60000000480000004,13.800000671999999,0.60000000480000004,1.5999999552000002,7.2999999359999999,3.8999999232000002,10.899999360000001,1.2000000096000001,0.39999998880000004,4.5999999360000006,5.2000000704000007,7.8999998976000008]
[1986,7,5,"1986-07-05",4.100000112,4.4000000064,12.000000096000001,3.7000000800000001,3.0999998592,6.1000002719999999,5.1000000191999995,6.1000002719999999,6.0000001344000005,4.5000001439999995,4.5999999360000006,6.3999996479999997,13.800000671999999]
[1986,7,6,"1986-07-06",1.1000000448,4.999999968,1.2000000096000001,7.4000001600000003,1.7000000927999999,6.2999997695999994,0.19999999872000002,1.3999999392,7.4000001600000003,6.9999997823999998,9.9999999360000008E-2,9.9999999360000008E-2,9.9999999360000008E-2]
[1986,7,7,"1986-07-07",9.9999999360000008E-2,0.90000002879999996,0.60000000480000004,0.60000000480000004,0,0.39999998880000004,0,0,0.49999999680000001,9.9999999360000008E-2,0,0,0]
[1986,7,8,"1986-07-08",10.8,9.9999999360000008E-2,0.79999997760000008,2.6000000352000003,19.600000703999999,6.8000001984000003,5.6999998080000003,3.4999998911999999,2.9000000160000003,0.70000001280000002,2.7,2.9000000160000003,2.4000000192000002]
[1986,7,9,"1986-07-09",0,0,0,0,0,9.9999999360000008E-2,0,9.9999999360000008E-2,0,0,0,0,0.60000000480000004]
[1986,7,10,"1986-07-10",7.2999999359999999,6.0000001344000005,4.5999999360000006,7.1999997120000003,6.9000003359999997,4.999999968,6.0000001344000005,7.1999997120000003,5.5999995839999999,5.1000000191999995,6.2999997695999994,8.3999998080000005,9.9999999360000008E-2]
[1986,7,11,"1986-07-11",0,0,1.2000000096000001,0.19999999872000002,0,0.19999999872000002,9.9999999360000008E-2,0.60000000480000004,0,0,0,9.9999999360000008E-2,0]
[1986,7,12,"1986-07-12",0.30000000671999999,9.9999999360000008E-2,0.60000000480000004,0.79999997760000008,0.30000000671999999,0,0.30000000671999999,0.99999999360000003,0.19999999872000002,0,0.99999999360000003,0.99999999360000003,0.90000002879999996]
[1986,7,13,"1986-07-13",0,0,0,0,0,0.19999999872000002,0,0,0,0,0,0,0]
[1986,7,14,"1986-07-14",0,0,0,0.30000000671999999,0,0,0,0,0,0,0,0,0]
[1986,7,15,"1986-07-15",0,0,0,0,0,0,0,0,0,0,0,0,0]
[1986,7,16,"1986-07-16",0,0,0,0,0,0,0,0,0,0,0,0,0]
[1986,7,17,"1986-07-17",0,0,0,0,0,0,0,0,0,0,0,0,0]
[1986,7,18,"1986-07-18",0,0,0,0,0,0,0,0,0,9.9999999360000008E-2,0,0,0]
[1986,7,19,"1986-07-19",0,0,0,0,0,0,0,0,0,0,0,0,1.2000000096000001]
[1986,7,20,"1986-07-20",0,0,0,0,0,0,0,9.9999999360000008E-2,0,0,0,0,9.9999999360000008E-2]
[1986,7,21,"1986-07-21",1.2000000096000001,1.5999999552000002,5.3000002080000002,0,0,3.5999999423999998,3.1999999104000003,3.8999999232000002,3.0999998592,8.5999999103999993,3.3000000479999998,0.49999999680000001,0]
[1986,7,22,"1986-07-22",0,0.19999999872000002,0,0.19999999872000002,9.9999999360000008E-2,0,0,0,0,0,0,0,0]
[1986,7,23,"1986-07-23",4.100000112,2.6000000352000003,0,0.99999999360000003,6.3999996479999997,0.49999999680000001,0.49999999680000001,2.7,3.8000001312,1.2000000096000001,1.5000000767999999,1.2000000096000001,1.2000000096000001]
[1986,7,24,"1986-07-24",1.1000000448,0.30000000671999999,0,1.1000000448,2.6000000352000003,0,9.9999999360000008E-2,9.9999999360000008E-2,0.30000000671999999,0.39999998880000004,0.90000002879999996,0.79999997760000008,3.8000001312]
[1986,7,25,"1986-07-25",0.99999999360000003,0.30000000671999999,0,0.90000002879999996,0.90000002879999996,0,0.30000000671999999,1.2000000096000001,0.39999998880000004,9.9999999360000008E-2,0.39999998880000004,0.30000000671999999,9.9999999360000008E-2]
[1986,7,26,"1986-07-26",0,0,0,0,0,0,0,0,0,0,0,0,0]
[1986,7,27,"1986-07-27",0.19999999872000002,0,0,0,0,0,0,0,0,0,0,0,0]
[1986,7,28,"1986-07-28",0.19999999872000002,9.9999999360000008E-2,1.2000000096000001,9.9999999360000008E-2,0.30000000671999999,2.2000000032,1.1000000448,2.6000000352000003,0,0,2.0999999520000001,2.2000000032,4.2999999551999997]
[1986,7,29,"1986-07-29",0,0,0,0,0,0,0,9.9999999360000008E-2,0,0,0,0,0]
[1986,7,30,"1986-07-30",9.9999999360000008E-2,0.60000000480000004,0.70000001280000002,0,0,0.79999997760000008,0.79999997760000008,1.3000000176000002,0.70000001280000002,0.39999998880000004,0.70000001280000002,0.99999999360000003,3.8000001312]
[1986,7,31,"1986-07-31",0,0,0,0,0.30000000671999999,0,0.30000000671999999,0,0,0,0,9.9999999360000008E-2,9.9999999360000008E-2]
[1986,8,1,"1986-08-01",0,0,0.19999999872000002,0,0,0,0,0.39999998880000004,0,0,0.30000000671999999,0.49999999680000001,9.9999999360000008E-2]
[1986,8,2,"1986-08-02",0,0,0.39999998880000004,0,0,2.9000000160000003,0.19999999872000002,9.9999999360000008E-2,0,0,9.9999999360000008E-2,9.9999999360000008E-2,0]
[1986,8,3,"1986-08-03",12.000000096000001,10.8,18.000000575999998,9.1000005119999994,7.5000003840000007,17.899999487999999,15.299999712,23.200000128000003,13.299999551999999,9.3999999744,18.399999744000002,19.099999583999999,20.100000959999999]
[1986,8,4,"1986-08-04",0,0,0.19999999872000002,0,0,0,0,0,0,0,0,0,0.79999997760000008]
[1986,8,5,"1986-08-05",0,0,0,0,0.70000001280000002,0,0,0,0,0,0,0,0]
[1986,8,6,"1986-08-06",0.30000000671999999,0,0,0.39999998880000004,0.19999999872000002,0.39999998880000004,0.90000002879999996,0.79999997760000008,0.39999998880000004,0,1.3000000176000002,1.5000000767999999,0]
[1986,8,7,"1986-08-07",0,0,0,9.9999999360000008E-2,0,0,0.30000000671999999,0.19999999872000002,9.9999999360000008E-2,0.49999999680000001,0.30000000671999999,0.30000000671999999,0.30000000671999999]
[1986,8,8,"1986-08-08",0,0,0,0,0,0,0,0,0,0,0,0,0]
[1986,8,9,"1986-08-09",0,0,0,0,0,0,0,0,0,0,0,0,0]
[1986,8,10,"1986-08-10",4.4000000064,1.2000000096000001,0.90000002879999996,1.7000000927999999,2.7999998784,1.7999999711999999,2.9000000160000003,0.19999999872000002,1.7000000927999999,1.3000000176000002,9.9999999360000008E-2,0,3.5999999423999998]
[1986,8,11,"1986-08-11",0,0,3.7000000800000001,0.30000000671999999,0,5.9000002559999993,1.2000000096000001,0.70000001280000002,0,0.30000000671999999,0.90000002879999996,0.99999999360000003,9.9999999360000008E-2]
[1986,8,12,"1986-08-12",0,0,0,0,0,0,0.39999998880000004,0,0,0,9.9999999360000008E-2,9.9999999360000008E-2,0]
[1986,8,13,"1986-08-13",0,0,0,0,0,0,0,0,0,0,0,0,0]
[1986,8,14,"1986-08-14",0,0,0,0,0,0,0,0,0,0,0,0,0]
[1986,8,15,"1986-08-15",0,0,0,0,0,0,0,0,0,0,0,0,0]
[1986,8,16,"1986-08-16",9.9999999360000008E-2,0,0,0,0.19999999872000002,0,0,0,0,0,0,0,0]
[1986,8,17,"1986-08-17",0.19999999872000002,0,0.39999998880000004,0.30000000671999999,0.39999998880000004,0.49999999680000001,0.79999997760000008,0.49999999680000001,0.49999999680000001,9.9999999360000008E-2,0.49999999680000001,3.1999999104000003,0]
[1986,8,18,"1986-08-18",0.79999997760000008,1.5999999552000002,3.9999999744000001,2.499999984,1.9999999872000001,7.6999999680000002,7.7999998464000004,5.3000002080000002,3.8999999232000002,5.4999997056000005,4.100000112,4.1999999040000002,1.9999999872000001]
[1986,8,19,"1986-08-19",0,0,0.90000002879999996,2.499999984,1.5999999552000002,0,0,0.30000000671999999,0.70000001280000002,0,9.9999999360000008E-2,0,0.30000000671999999]
[1986,8,20,"1986-08-20",0,0,0,0,0,9.9999999360000008E-2,0,0,0,0,0,0,0]
[1986,8,21,"1986-08-21",3.5999999423999998,3.4999998911999999,2.6000000352000003,3.7000000800000001,3.8999999232000002,2.9000000160000003,3.4000000992000001,3.9999999744000001,3.0999998592,3.4000000992000001,3.4999998911999999,3.9999999744000001,6.4999998720000001]
[1986,8,22,"1986-08-22",2.7,4.100000112,3.7000000800000001,2.4000000192000002,0.99999999360000003,2.0999999520000001,1.3000000176000002,5.6999998080000003,2.499999984,7.8999998976000008,1.7999999711999999,1.5999999552000002,4.5000001439999995]
[1986,8,23,"1986-08-23",5.4999997056000005,6.9000003359999997,2.7999998784,11.200000032,7.7999998464000004,6.1999997184,8.5999999103999993,4.6999999872,5.9000002559999993,7.1999997120000003,5.9000002559999993,7.0999998336000001,0]
[1986,8,24,"1986-08-24",0,0,0,0.30000000671999999,9.9999999360000008E-2,0,0,0,0,0,0,0,0]
[1986,8,25,"1986-08-25",32.900000255999998,16.700000255999999,17.59999968,24.500000448000002,25.100000064,28.200000959999997,28.100001599999999,33.300000288,20.600000352000002,15.299999712,27.499999391999999,30.90000096,32.499999359999997]
[1986,8,26,"1986-08-26",1.5000000767999999,2.4000000192000002,3.1999999104000003,2.0999999520000001,2.2999999680000003,3.0000000672000002,1.2000000096000001,1.9000001088,1.5000000767999999,1.7000000927999999,0.99999999360000003,2.4000000192000002,4.1999999040000002]
[1986,8,27,"1986-08-27",0.19999999872000002,0,1.2000000096000001,9.9999999360000008E-2,9.9999999360000008E-2,0.99999999360000003,0.79999997760000008,0.19999999872000002,0.79999997760000008,0,0,0,0.30000000671999999]
[1986,8,28,"1986-08-28",1.2000000096000001,0,2.7999998784,2.9000000160000003,3.1999999104000003,4.5000001439999995,2.6000000352000003,9.9999999360000008E-2,0.79999997760000008,0.49999999680000001,0.39999998880000004,0.39999998880000004,2.6000000352000003]
[1986,8,29,"1986-08-29",9.9999999360000008E-2,0,0.39999998880000004,0.19999999872000002,0.70000001280000002,0.70000001280000002,0.60000000480000004,0.30000000671999999,0.19999999872000002,0,0.19999999872000002,0.39999998880000004,5.2000000704000007]
[1986,8,30,"1986-08-30",0.49999999680000001,1.3000000176000002,0.79999997760000008,0.60000000480000004,0,0.39999998880000004,9.9999999360000008E-2,0.49999999680000001,1.9999999872000001,1.2000000096000001,0.39999998880000004,0.60000000480000004,1.2000000096000001]
[1986,8,31,"1986-08-31",0,0,0,0,0,0,0,0,0,0,0,0,0]
[1986,9,1,"1986-09-01",0,0,0,0,0,0,0,0,0,0,0,9.9999999360000008E-2,0]
[1986,9,2,"1986-09-02",3.1999999104000003,3.8000001312,1.7999999711999999,2.9000000160000003,3.4000000992000001,2.2999999680000003,2.9000000160000003,3.7000000800000001,3.4000000992000001,2.9000000160000003,2.9000000160000003,2.7,7.6999999680000002]
[1986,9,3,"1986-09-03",0.19999999872000002,0,9.9999999360000008E-2,0,0.30000000671999999,0.70000001280000002,0.39999998880000004,0,9.9999999360000008E-2,0,0,0,1.7000000927999999]
[1986,9,4,"1986-09-04",0,0,0,0,0,0,0,0,0,0,0,0,0]
[1986,9,5,"1986-09-05",0,0,0,0.30000000671999999,0,0,9.9999999360000008E-2,0.30000000671999999,0,0,9.9999999360000008E-2,0,0]
[1986,9,6,"1986-09-06",0,0,0,0,9.9999999360000008E-2,0,0.19999999872000002,9.9999999360000008E-2,0,0,0,0,0]
[1986,9,7,"1986-09-07",0,0,0,0,0,0,0,0,0,0,9.9999999360000008E-2,9.9999999360000008E-2,0]
[1986,9,8,"1986-09-08",0,0,0,0,0,0,0,0,0,0.30000000671999999,0,0,0]
[1986,9,9,"1986-09-09",0,0,0,0,0,0,0,0,0,0,0,0,0.19999999872000002]
[1986,9,10,"1986-09-10",0,0,0,0,0,0,0,0,0,9.9999999360000008E-2,0,0,0.49999999680000001]
[1986,9,11,"1986-09-11",0,0,0,0,0,0,0,0,0,0,0,0,0.30000000671999999]
[1986,9,12,"1986-09-12",0,0,0,0,0,0,0,0,0,0,0,0,0]
[1986,9,13,"1986-09-13",11.800000511999999,14.800000320000001,18.599999327999999,14.199999839999998,10.399999967999999,20.600000352000002,16.799999616000001,21.399999552000001,12.699999935999999,15.999999552,15.299999712,16.799999616000001,15.700000608]
[1986,9,14,"1986-09-14",1.9999999872000001,1.5000000767999999,0.60000000480000004,3.0000000672000002,2.7,0.90000002879999996,1.2000000096000001,0.99999999360000003,1.5999999552000002,1.2000000096000001,1.3000000176000002,1.3999999392,0]
[1986,9,15,"1986-09-15",23.299999488000001,23.699999519999999,7.9999997760000001,26.400000383999998,21.000000384,10.999999583999999,13.100000831999999,10.8,18.000000575999998,33.300000288,14.500000512,17.59999968,0]
[1986,9,16,"1986-09-16",0.49999999680000001,0,0,0.19999999872000002,0.90000002879999996,0,0.60000000480000004,0,0.30000000671999999,0,0.30000000671999999,0.30000000671999999,0.70000001280000002]
[1986,9,17,"1986-09-17",4.4000000064,5.1000000191999995,0,5.3000002080000002,3.8000001312,0.30000000671999999,2.0999999520000001,0.49999999680000001,1.9999999872000001,4.9000001759999998,0.90000002879999996,1.3999999392,0.19999999872000002]
[1986,9,18,"1986-09-18",0.39999998880000004,9.9999999360000008E-2,0,3.0000000672000002,0.49999999680000001,0,0,0,0,0,0,0,0.19999999872000002]
[1986,9,19,"1986-09-19",0,0,0,9.9999999360000008E-2,0,0,0,0,0,0,0,0,0]
[1986,9,20,"1986-09-20",0,0,0,0,0,0,0,0,0,0,0,0,0]
[1986,9,21,"1986-09-21",0,0,0,0,0,0,0,0,0,0,0,0,0]
[1986,9,22,"1986-09-22",0,0,0,0,0,0,0,0,0,0,0,0,0]
[1986,9,23,"1986-09-23",0,0,0,0,0,0,0,0,0,0,0,0,0]
[1986,9,24,"1986-09-24",0,0,0,0,0,0,0,0,0,0,0,0,0]
[1986,9,25,"1986-09-25",0,0,0,0,0,0,0,0,0,0,0,0,0]
[1986,9,26,"1986-09-26",0,0,0,0,0,0,0,0,0,0,0,0,0]
[1986,9,27,"1986-09-27",0,0,0,0,0,0,0,0,0,0,0,0,0]
[1986,9,28,"1986-09-28",0,0,0,0,0,0,0,0,0,0,0,0,0]
[1986,9,29,"1986-09-29",0,0,0,0,0,0,0,0,0,0,0,0,0]
[1986,9,30,"1986-09-30",0,0,0,0,0,0,0,0,0,0,0,0,0]
[1986,10,1,"1986-10-01",0,0,0,0,0,0,0,0,0,0,0,0,0]
[1986,10,2,"1986-10-02",0,0,0,0,0,0,0,0,0,0,0,0,0]
[1986,10,3,"1986-10-03",0,0,0,0,0,0,0,0,0,0,0,0,0]
[1986,10,4,"1986-10-04",0,0,0,0,0,0,0,0,0,0,0,0,0]
[1986,10,5,"1986-10-05",0,0,0,0,0,0,0,0,0,0,0,0,0]
[1986,10,6,"1986-10-06",0,0,0,0,0,0,0,0,0,0,0,0,0]
[1986,10,7,"1986-10-07",0.19999999872000002,0,0,9.9999999360000008E-2,9.9999999360000008E-2,0.30000000671999999,0.60000000480000004,0.19999999872000002,9.9999999360000008E-2,0.19999999872000002,0.39999998880000004,9.9999999360000008E-2,0]
[1986,10,8,"1986-10-08",0.39999998880000004,0,0,0,0,0.30000000671999999,0.19999999872000002,0.19999999872000002,0,0,0.39999998880000004,0.39999998880000004,0]
[1986,10,9,"1986-10-09",0,0,0,0,0,0,0,0,0,0,0,0,0]
[1986,10,10,"1986-10-10",0.70000001280000002,0,3.3000000479999998,0.19999999872000002,0.39999998880000004,2.2000000032,0.49999999680000001,0,0.39999998880000004,0.70000001280000002,9.9999999360000008E-2,9.9999999360000008E-2,3.8000001312]
[1986,10,11,"1986-10-11",9.9999999360000008E-2,0,0,0.39999998880000004,0.30000000671999999,0,0,0,0,9.9999999360000008E-2,0,0,0]
[1986,10,12,"1986-10-12",0,0,0,0,9.9999999360000008E-2,0,0,0,0,0,0,0,0]
[1986,10,13,"1986-10-13",0,0,0,0,0,0,9.9999999360000008E-2,0,0,0,0,0,0]
[1986,10,14,"1986-10-14",23.200000128000003,25.400001600000003,11.200000032,5.5999995839999999,8.7999998399999999,13.40000064,23.60000016,14.800000320000001,27.200000447999997,12.900000384,16.2,23.500000799999999,11.800000511999999]
[1986,10,15,"1986-10-15",0.30000000671999999,0.70000001280000002,0,3.8000001312,0.90000002879999996,9.9999999360000008E-2,0,0,9.9999999360000008E-2,0.99999999360000003,0,0,0.90000002879999996]
[1986,10,16,"1986-10-16",0,0,0,0,0,0,0,0,9.9999999360000008E-2,0,0,0,0]
[1986,10,17,"1986-10-17",1.3000000176000002,0.49999999680000001,0.79999997760000008,1.3000000176000002,1.5000000767999999,1.5999999552000002,1.3000000176000002,0.79999997760000008,1.5999999552000002,1.3999999392,1.7000000927999999,1.3999999392,0.90000002879999996]
[1986,10,18,"1986-10-18",4.8000000384000003,3.7000000800000001,1.9000001088,5.9000002559999993,4.100000112,1.9999999872000001,3.4000000992000001,1.5999999552000002,1.9999999872000001,2.7,3.9999999744000001,5.5999995839999999,2.2999999680000003]
[1986,10,19,"1986-10-19",13.5,8.2000002240000001,6.1000002719999999,16.499999807999998,12.500000352000001,8.5999999103999993,10.999999583999999,10.999999583999999,9.1000005119999994,8.3999998080000005,8.3000004480000005,11.099999808,11.399999616000001]
[1986,10,20,"1986-10-20",0.99999999360000003,0.19999999872000002,0.30000000671999999,1.3000000176000002,1.9000001088,1.1000000448,0.70000001280000002,1.7999999711999999,0.39999998880000004,0.90000002879999996,0.90000002879999996,1.1000000448,2.7]
[1986,10,21,"1986-10-21",16.700000255999999,13.299999551999999,17.400000095999999,25.500000960000001,18.499999968000001,17.199999647999999,19.199999807999998,23.900000832,14.500000512,17.300000736000001,17.899999487999999,18.900000000000002,5.4]
[1986,10,22,"1986-10-22",5.1000000191999995,5.2000000704000007,4.1999999040000002,5.3000002080000002,4.8000000384000003,3.9999999744000001,1.2000000096000001,3.0999998592,4.5999999360000006,2.9000000160000003,1.7000000927999999,2.7,0.79999997760000008]
[1986,10,23,"1986-10-23",0,0,0,9.9999999360000008E-2,0.30000000671999999,0,0,0,0.19999999872000002,0,9.9999999360000008E-2,0.19999999872000002,0]
[1986,10,24,"1986-10-24",7.0999998336000001,3.0999998592,5.4,2.4000000192000002,9.3000000959999998,6.9999997823999998,6.9000003359999997,11.899999871999999,6.6000000959999996,3.1999999104000003,7.8999998976000008,13.200000191999999,0.30000000671999999]
[1986,10,25,"1986-10-25",0.49999999680000001,9.9999999360000008E-2,0.30000000671999999,9.3999999744,3.5999999423999998,3.3000000479999998,0.99999999360000003,9.9999999360000008E-2,0.60000000480000004,1.7999999711999999,9.9999999360000008E-2,0.70000001280000002,1.5999999552000002]
[1986,10,26,"1986-10-26",0,0,0,0,9.9999999360000008E-2,0,0.30000000671999999,0,0,0,0,0,0.39999998880000004]
[1986,10,27,"1986-10-27",5.5999995839999999,4.100000112,3.0000000672000002,5.4999997056000005,5.3000002080000002,4.2999999551999997,4.4000000064,6.1000002719999999,2.9000000160000003,2.4000000192000002,4.1999999040000002,5.4999997056000005,5.9000002559999993]
[1986,10,28,"1986-10-28",4.1999999040000002,3.5999999423999998,2.0999999520000001,5.4,4.999999968,2.6000000352000003,2.7,6.4999998720000001,2.7999998784,3.1999999104000003,4.2999999551999997,6.0000001344000005,1.9000001088]
[1986,10,29,"1986-10-29",0.49999999680000001,0,0,0.30000000671999999,0.30000000671999999,0,0,9.9999999360000008E-2,0,0,0.19999999872000002,0.39999998880000004,9.9999999360000008E-2]
[1986,10,30,"1986-10-30",3.3000000479999998,3.0000000672000002,0.90000002879999996,2.2999999680000003,2.7,0.79999997760000008,0.39999998880000004,1.3000000176000002,1.9000001088,1.3999999392,0.99999999360000003,1.9000001088,3.1999999104000003]
[1986,10,31,"1986-10-31",4.5000001439999995,3.4999998911999999,2.4000000192000002,10.899999360000001,6.70000032,3.0000000672000002,3.4000000992000001,5.1000000191999995,3.4999998911999999,2.6000000352000003,3.9999999744000001,4.8000000384000003,7.2999999359999999]
[1986,11,1,"1986-11-01",4.5999999360000006,5.4,6.4999998720000001,5.6999998080000003,4.9000001759999998,5.1000000191999995,3.7000000800000001,5.4,3.9999999744000001,4.999999968,3.3000000479999998,3.0000000672000002,2.499999984]
[1986,11,2,"1986-11-02",0,0,0,0,9.9999999360000008E-2,0,0,0,0,0,0,0,0]
[1986,11,3,"1986-11-03",3.0999998592,1.5000000767999999,2.499999984,1.9000001088,3.7000000800000001,2.4000000192000002,1.9999999872000001,2.0999999520000001,1.7000000927999999,1.2000000096000001,1.7999999711999999,2.0999999520000001,0.70000001280000002]
[1986,11,4,"1986-11-04",9.9999999360000008E-2,0,0,0,9.9999999360000008E-2,0,0,0,0,0,0,0,9.9999999360000008E-2]
[1986,11,5,"1986-11-05",0,9.9999999360000008E-2,9.9999999360000008E-2,0.30000000671999999,0.19999999872000002,0.30000000671999999,9.9999999360000008E-2,0.60000000480000004,9.9999999360000008E-2,0,0.19999999872000002,0.30000000671999999,0]
[1986,11,6,"1986-11-06",0,0,0,0,0,0,0,9.9999999360000008E-2,0,0,0,0,0]
[1986,11,7,"1986-11-07",5.9000002559999993,4.8000000384000003,5.5999995839999999,6.9000003359999997,4.6999999872,7.4000001600000003,6.0000001344000005,8.7999998399999999,4.999999968,3.4000000992000001,7.4000001600000003,9.000000287999999,3.8000001312]
[1986,11,8,"1986-11-08",9.9999999360000008E-2,1.9999999872000001,0,0.30000000671999999,2.0999999520000001,0.30000000671999999,0.19999999872000002,0.19999999872000002,0.90000002879999996,1.5999999552000002,9.9999999360000008E-2,9.9999999360000008E-2,0.99999999360000003]
[1986,11,9,"1986-11-09",0.60000000480000004,0.19999999872000002,0.30000000671999999,9.9999999360000008E-2,9.9999999360000008E-2,0.30000000671999999,0.30000000671999999,0.90000002879999996,9.9999999360000008E-2,0,0.70000001280000002,1.3999999392,9.9999999360000008E-2]
[1986,11,10,"1986-11-10",5.6999998080000003,3.9999999744000001,2.4000000192000002,5.4,4.9000001759999998,2.7,2.9000000160000003,4.6999999872,3.3000000479999998,2.7,4.6999999872,5.6999998080000003,2.9000000160000003]
[1986,11,11,"1986-11-11",0,0,9.9999999360000008E-2,0,0.19999999872000002,0.79999997760000008,0.39999998880000004,1.3000000176000002,0.39999998880000004,0,0.49999999680000001,0.19999999872000002,4.1999999040000002]
[1986,11,12,"1986-11-12",0,0,0.60000000480000004,0,0,0.19999999872000002,0.19999999872000002,0.70000001280000002,0,0,0.39999998880000004,0.60000000480000004,9.9999999360000008E-2]
[1986,11,13,"1986-11-13",5.2000000704000007,1.7999999711999999,6.4999998720000001,0.60000000480000004,1.9999999872000001,4.9000001759999998,3.0000000672000002,6.9000003359999997,4.100000112,9.9999999360000008E-2,4.8000000384000003,6.1000002719999999,1.2000000096000001]
[1986,11,14,"1986-11-14",6.9999997823999998,7.1999997120000003,9.7000001279999992,6.1999997184,5.9000002559999993,10.899999360000001,9.5999999039999988,11.200000032,9.1999998720000011,7.4000001600000003,9.3000000959999998,10.999999583999999,4.6999999872]
[1986,11,15,"1986-11-15",0,0,0,9.9999999360000008E-2,9.9999999360000008E-2,0,0,9.9999999360000008E-2,9.9999999360000008E-2,0,9.9999999360000008E-2,0,9.9999999360000008E-2]
[1986,11,16,"1986-11-16",6.2999997695999994,3.9999999744000001,2.499999984,11.500000704,5.6999998080000003,3.0999998592,3.5999999423999998,4.999999968,2.7999998784,3.4999998911999999,3.9999999744000001,6.1999997184,0.90000002879999996]
[1986,11,17,"1986-11-17",6.70000032,4.4000000064,8.6999999615999997,5.6999998080000003,6.1999997184,10.8,9.3999999744,11.099999808,6.0000001344000005,3.0999998592,10.899999360000001,11.899999871999999,9.000000287999999]
[1986,11,18,"1986-11-18",14.199999839999998,8.2000002240000001,7.0999998336000001,9.1000005119999994,10.500000192,11.099999808,9.1999998720000011,18.599999327999999,8.5000000320000009,4.5000001439999995,15.299999712,16.89999984,6.1000002719999999]
[1986,11,19,"1986-11-19",14.199999839999998,11.399999616000001,7.8999998976000008,20.200000320000001,16.799999616000001,9.1000005119999994,9.7000001279999992,11.300000255999999,12.599999712000001,8.7999998399999999,10.999999583999999,11.899999871999999,0]
[1986,11,20,"1986-11-20",30.699999648000002,27.999998784000002,7.4000001600000003,28.600000991999998,28.399999679999997,16.999999200000001,23.699999519999999,21.999999167999999,27.400000032000001,29.100000384000001,27.200000447999997,28.799999711999998,10.300000089599999]
[1986,11,21,"1986-11-21",0.90000002879999996,0.19999999872000002,9.9999999360000008E-2,0.99999999360000003,1.2000000096000001,0.19999999872000002,0.49999999680000001,0.39999998880000004,0.30000000671999999,9.9999999360000008E-2,0.60000000480000004,1.1000000448,1.1000000448]
[1986,11,22,"1986-11-22",1.3999999392,0.60000000480000004,1.9999999872000001,0.39999998880000004,1.1000000448,1.9000001088,2.7,5.4,0.19999999872000002,0.70000001280000002,4.100000112,3.4999998911999999,1.9000001088]
[1986,11,23,"1986-11-23",2.2999999680000003,0.49999999680000001,0.19999999872000002,3.4000000992000001,1.9000001088,0.39999998880000004,0.90000002879999996,1.9000001088,1.7999999711999999,0.99999999360000003,1.2000000096000001,2.2999999680000003,1.5000000767999999]
[1986,11,24,"1986-11-24",0.39999998880000004,0.19999999872000002,0.70000001280000002,0.19999999872000002,0.49999999680000001,0.60000000480000004,0.19999999872000002,0.99999999360000003,0.19999999872000002,0,0.39999998880000004,0.39999998880000004,1.3999999392]
[1986,11,25,"1986-11-25",0.99999999360000003,9.9999999360000008E-2,0.39999998880000004,9.9999999360000008E-2,0.39999998880000004,0.99999999360000003,1.5000000767999999,2.7999998784,1.5000000767999999,9.9999999360000008E-2,2.2000000032,3.7000000800000001,1.3000000176000002]
[1986,11,26,"1986-11-26",0.30000000671999999,0,0.30000000671999999,0,0,0,0,0,0,0,9.9999999360000008E-2,0,0.49999999680000001]
[1986,11,27,"1986-11-27",0,0,0,0,0,0,0,9.9999999360000008E-2,0,0,0,9.9999999360000008E-2,0.39999998880000004]
[1986,11,28,"1986-11-28",0,0,0,0,0,0,0,0,9.9999999360000008E-2,0,9.9999999360000008E-2,0,9.9999999360000008E-2]
[1986,11,29,"1986-11-29",0,0,0,0,9.9999999360000008E-2,0,0,0,0.19999999872000002,0,9.9999999360000008E-2,0,0.19999999872000002]
[1986,11,30,"1986-11-30",9.9999999360000008E-2,0,9.9999999360000008E-2,0,0,0,0,0,0,0,0,0,0]
[1986,12,1,"1986-12-01",0,0,0,0.19999999872000002,0,0,9.9999999360000008E-2,0.19999999872000002,0,0,0.30000000671999999,0.39999998880000004,0]
[1986,12,2,"1986-12-02",0,0,0,0,0,0,0,0,0,0,0,0,0]
[1986,12,3,"1986-12-03",0,0,0,0,0,0,0,9.9999999360000008E-2,0,0,0,0,0]
[1986,12,4,"1986-12-04",0,0,0,0,0,0,0,0,0,0,0,0,0]
[1986,12,5,"1986-12-05",10.8,12.500000352000001,6.9000003359999997,8.3999998080000005,7.7999998464000004,9.000000287999999,10.10000016,9.3999999744,12.200000544,11.500000704,9.999999936,13.200000191999999,4.1999999040000002]
[1986,12,6,"1986-12-06",0,0,0,9.9999999360000008E-2,0,9.9999999360000008E-2,0,0.19999999872000002,0,0,0,0,0]
[1986,12,7,"1986-12-07",1.1000000448,0.60000000480000004,0.39999998880000004,0.79999997760000008,0.99999999360000003,0.49999999680000001,1.1000000448,0.60000000480000004,0.99999999360000003,0.19999999872000002,0.70000001280000002,1.3000000176000002,0.19999999872000002]
[1986,12,8,"1986-12-08",0.49999999680000001,0.49999999680000001,0.79999997760000008,0.49999999680000001,0.30000000671999999,0.60000000480000004,0.60000000480000004,1.7000000927999999,0.70000001280000002,9.9999999360000008E-2,1.5000000767999999,1.9000001088,0.49999999680000001]
[1986,12,9,"1986-12-09",3.8000001312,1.7999999711999999,0.79999997760000008,1.7999999711999999,2.499999984,0.99999999360000003,1.7000000927999999,1.9000001088,2.2999999680000003,3.5999999423999998,1.9000001088,2.2999999680000003,0.39999998880000004]
[1986,12,10,"1986-12-10",0,0,0,0,0,0,0,9.9999999360000008E-2,0,0,0,0,0.39999998880000004]
[1986,12,11,"1986-12-11",1.7999999711999999,1.3000000176000002,1.3000000176000002,1.3000000176000002,1.7999999711999999,1.3000000176000002,1.5000000767999999,2.4000000192000002,0.90000002879999996,0.19999999872000002,1.7999999711999999,2.4000000192000002,2.4000000192000002]
[1986,12,12,"1986-12-12",8.7999998399999999,5.9000002559999993,2.2999999680000003,8.1,9.999999936,4.100000112,4.6999999872,6.8000001984000003,4.5999999360000006,2.9000000160000003,7.2999999359999999,10.600000416,6.4999998720000001]
[1986,12,13,"1986-12-13",2.7999998784,0.39999998880000004,0,11.099999808,5.4999997056000005,0,9.9999999360000008E-2,9.9999999360000008E-2,0.19999999872000002,1.5999999552000002,0.19999999872000002,0.39999998880000004,0.49999999680000001]
[1986,12,14,"1986-12-14",0,0,0,0,9.9999999360000008E-2,9.9999999360000008E-2,0,0.90000002879999996,0,9.9999999360000008E-2,0.90000002879999996,0.90000002879999996,0.39999998880000004]
[1986,12,15,"1986-12-15",10.699999776,6.9999997823999998,5.6999998080000003,12.200000544,9.1999998720000011,6.1000002719999999,5.8000000320000007,11.699999424000001,7.2999999359999999,5.3000002080000002,8.6999999615999997,12.900000384,8.2000002240000001]
[1986,12,16,"1986-12-16",0,9.9999999360000008E-2,0,0,0,0,0,0,9.9999999360000008E-2,0,9.9999999360000008E-2,9.9999999360000008E-2,0]
[1986,12,17,"1986-12-17",5.5999995839999999,5.3000002080000002,4.5000001439999995,6.9999997823999998,5.8000000320000007,6.1000002719999999,7.8999998976000008,9.8999997120000014,7.1999997120000003,3.1999999104000003,6.8000001984000003,8.3999998080000005,7.1999997120000003]
[1986,12,18,"1986-12-18",3.0000000672000002,1.1000000448,1.1000000448,3.3000000479999998,2.2999999680000003,1.5000000767999999,1.5999999552000002,2.2999999680000003,1.2000000096000001,1.5000000767999999,1.3000000176000002,1.5000000767999999,8.2000002240000001]
[1986,12,19,"1986-12-19",0,0,0,0,9.9999999360000008E-2,0,0,9.9999999360000008E-2,9.9999999360000008E-2,0,0,0,0]
[1986,12,20,"1986-12-20",0,0,0,0,0,0,0,0,0,0,0,0,0]
[1986,12,21,"1986-12-21",0,0,0.39999998880000004,9.9999999360000008E-2,0,0.30000000671999999,0,0.30000000671999999,0,0,0,0,2.2999999680000003]
[1986,12,22,"1986-12-22",0,0,9.9999999360000008E-2,0,0,0,0,9.9999999360000008E-2,0,0,0,9.9999999360000008E-2,4.2999999551999997]
[1986,12,23,"1986-12-23",0,0,0,0,0,0,0,0,0,0,0,0,0.79999997760000008]
[1986,12,24,"1986-12-24",7.6999999680000002,1.3999999392,5.3000002080000002,3.7000000800000001,9.000000287999999,4.999999968,5.1000000191999995,6.8000001984000003,3.7000000800000001,5.4,4.5999999360000006,5.4999997056000005,12.200000544]
[1986,12,25,"1986-12-25",6.2999997695999994,13.299999551999999,4.100000112,10.600000416,8.5000000320000009,6.1000002719999999,4.8000000384000003,6.1000002719999999,6.8000001984000003,7.2999999359999999,4.1999999040000002,4.999999968,1.9000001088]
[1986,12,26,"1986-12-26",0.30000000671999999,0,0.19999999872000002,9.9999999360000008E-2,0.19999999872000002,0.30000000671999999,0.30000000671999999,0.49999999680000001,9.9999999360000008E-2,0,0.30000000671999999,0.49999999680000001,0.19999999872000002]
[1986,12,27,"1986-12-27",0,0,0,0,0,0,0,0,9.9999999360000008E-2,9.9999999360000008E-2,0,0,0]
[1986,12,28,"1986-12-28",0,0,0,0,0,0,0,9.9999999360000008E-2,0,0,0,0,0]
[1986,12,29,"1986-12-29",1.7999999711999999,0.70000001280000002,1.9999999872000001,4.5999999360000006,1.7000000927999999,1.9000001088,2.9000000160000003,3.3000000479999998,1.7999999711999999,2.4000000192000002,3.0999998592,3.1999999104000003,10.999999583999999]
[1986,12,30,"1986-12-30",6.1999997184,3.0999998592,2.4000000192000002,3.4999998911999999,6.70000032,3.1999999104000003,2.7999998784,4.2999999551999997,3.4000000992000001,1.9000001088,4.1999999040000002,5.3000002080000002,6.8000001984000003]
[1986,12,31,"1986-12-31",11.200000032,7.5000003840000007,8.6999999615999997,10.999999583999999,12.000000096000001,9.8999997120000014,9.999999936,12.299999904,7.6000002624,8.9000000640000003,10.10000016,10.899999360000001,5.4]
[1987,1,1,"1987-01-01",1.5000000767999999,1.7999999711999999,0.60000000480000004,2.2000000032,1.9000001088,1.70208,0.60000000480000004,0.49999999680000001,1.3999999392,2.0999999520000001,0.70000001280000002,1.3999999392,3.4000000992000001]
[1987,1,2,"1987-01-02",0.39999998880000004,0,0,0.99999999360000003,1.3000000176000002,0.10022399999999999,9.9999999360000008E-2,9.9999999360000008E-2,0,1.2000000096000001,9.9999999360000008E-2,0.19999999872000002,0.49999999680000001]
[1987,1,3,"1987-01-03",0,0,0,0,0,0,0,9.9999999360000008E-2,0,0,0,0,0]
[1987,1,4,"1987-01-04",4.100000112,2.2999999680000003,3.1999999104000003,5.6999998080000003,7.4000001600000003,2.9030399999999998,4.4000000064,8.7999998399999999,3.7000000800000001,3.4999998911999999,5.4999997056000005,6.2999997695999994,5.1000000191999995]
[1987,1,5,"1987-01-05",0,0,0,9.9999999360000008E-2,9.9999999360000008E-2,0,0,0,0,0,0,0,0.90000002879999996]
[1987,1,6,"1987-01-06",0.39999998880000004,0,0,0.60000000480000004,0.30000000671999999,0,0,0,9.9999999360000008E-2,9.9999999360000008E-2,0,0,0.70000001280000002]
[1987,1,7,"1987-01-07",0,0,0,9.9999999360000008E-2,0,0,0,0,0,0,0,0,0.19999999872000002]
[1987,1,8,"1987-01-08",0,0,0,9.9999999360000008E-2,0,0,0,0,0,0,0,0,0]
[1987,1,9,"1987-01-09",0,0,0,0,9.9999999360000008E-2,0.10022399999999999,9.9999999360000008E-2,0,9.9999999360000008E-2,0,9.9999999360000008E-2,0,0.30000000671999999]
[1987,1,10,"1987-01-10",0.49999999680000001,0,0,0.39999998880000004,0,0.50025599999999992,3.8000001312,0.30000000671999999,1.9999999872000001,0,0.79999997760000008,0.49999999680000001,1.7000000927999999]
[1987,1,11,"1987-01-11",6.4999998720000001,12.000000096000001,3.7000000800000001,1.2000000096000001,4.5000001439999995,8.3980800000000002,9.1000005119999994,6.9000003359999997,11.500000704,1.7999999711999999,6.9999997823999998,9.7000001279999992,4.5000001439999995]
[1987,1,12,"1987-01-12",5.8000000320000007,2.0999999520000001,5.3000002080000002,0.19999999872000002,2.4000000192000002,10.1952,10.899999360000001,8.2000002240000001,9.000000287999999,1.3999999392,9.000000287999999,8.5000000320000009,8.3999998080000005]
[1987,1,13,"1987-01-13",6.1000002719999999,2.0999999520000001,13.299999551999999,1.2000000096000001,11.200000032,14.601599999999999,10.10000016,11.099999808,8.3999998080000005,3.9999999744000001,6.1999997184,8.5000000320000009,7.9999997760000001]
[1987,1,14,"1987-01-14",0,0.99999999360000003,0.49999999680000001,9.9999999360000008E-2,2.6000000352000003,1.00224,0,0.49999999680000001,0.99999999360000003,0,0.49999999680000001,0.49999999680000001,0]
[1987,1,15,"1987-01-15",0,0,0,0,0,0,0,0,0,0,0,0,0]
[1987,1,16,"1987-01-16",0,0,0,0,0,0,0,0,0,0,0,0,0]
[1987,1,17,"1987-01-17",0,0,0,0,0,0,0,0,0,0,0,0,0]
[1987,1,18,"1987-01-18",0,0,0,0,0,0,0,0,0,0,9.9999999360000008E-2,0,0]
[1987,1,19,"1987-01-19",0,0,0,0,0,0,0.19999999872000002,0,0,0,0,0,0]
[1987,1,20,"1987-01-20",0,0,0,0.90000002879999996,0,0.10022399999999999,0.49999999680000001,0,0,0,0,0,0.39999998880000004]
[1987,1,21,"1987-01-21",0.90000002879999996,1.2000000096000001,0.39999998880000004,9.9999999360000008E-2,0.90000002879999996,0.800064,0.70000001280000002,0.30000000671999999,1.5999999552000002,1.1000000448,0.19999999872000002,0.19999999872000002,0.30000000671999999]
[1987,1,22,"1987-01-22",0.90000002879999996,9.9999999360000008E-2,2.2999999680000003,0.99999999360000003,0.79999997760000008,1.9008,0.30000000671999999,0.79999997760000008,2.0999999520000001,1.1000000448,0.49999999680000001,1.1000000448,9.9999999360000008E-2]
[1987,1,23,"1987-01-23",0.39999998880000004,0,0.39999998880000004,0.90000002879999996,9.9999999360000008E-2,0.89856000000000003,9.9999999360000008E-2,9.9999999360000008E-2,0.39999998880000004,0.79999997760000008,9.9999999360000008E-2,9.9999999360000008E-2,0.39999998880000004]
[1987,1,24,"1987-01-24",0,0,0.49999999680000001,9.9999999360000008E-2,0,0.19958399999999998,0,9.9999999360000008E-2,0,0,9.9999999360000008E-2,0,9.9999999360000008E-2]
[1987,1,25,"1987-01-25",0.19999999872000002,0.49999999680000001,0,9.9999999360000008E-2,9.9999999360000008E-2,0,0,0,0.19999999872000002,0,9.9999999360000008E-2,9.9999999360000008E-2,0.70000001280000002]
[1987,1,26,"1987-01-26",9.9999999360000008E-2,0,0,0.19999999872000002,0,0,0,0,0.19999999872000002,0,0,0,9.9999999360000008E-2]
[1987,1,27,"1987-01-27",0,0,0,0,0,0,0,0,0,0,0,0,0.30000000671999999]
[1987,1,28,"1987-01-28",0,0,0,0,0,0,0,0,0,0,0,0,0.49999999680000001]
[1987,1,29,"1987-01-29",0,0,0,0,0,0,0,0,0,0,0,0,0]
[1987,1,30,"1987-01-30",0,0,0,0,0,0,0,0,0,0,0,0,0]
[1987,1,31,"1987-01-31",0,0,0,0,0,0,0,0,0,0,0,0,0]
[1987,2,1,"1987-02-01",0,0,0,0,0,0,0,0.30000000671999999,0,0,0,0,0.19999999872000002]
[1987,2,2,"1987-02-02",9.9999999360000008E-2,0,0,0.30000000671999999,0.30000000671999999,0,0.30000000671999999,0,0,0,0.19999999872000002,0.19999999872000002,0.30000000671999999]
[1987,2,3,"1987-02-03",0,0,0,0,9.9999999360000008E-2,0,0,0,0,0,0,0,0]
[1987,2,4,"1987-02-04",9.9999999360000008E-2,0,0,0.19999999872000002,0.19999999872000002,0,9.9999999360000008E-2,0,0,0,0,0,0]
[1987,2,5,"1987-02-05",0,0,0,0.19999999872000002,0.19999999872000002,0,9.9999999360000008E-2,0.39999998880000004,0,0,9.9999999360000008E-2,9.9999999360000008E-2,0]
[1987,2,6,"1987-02-06",1.5000000767999999,0.19999999872000002,0.79999997760000008,0.39999998880000004,0.90000002879999996,1.50336,2.7,3.8999999232000002,1.1000000448,0,3.8999999232000002,3.7000000800000001,0]
[1987,2,7,"1987-02-07",9.9999999360000008E-2,9.9999999360000008E-2,0,0,0,0,0,0,0,0,9.9999999360000008E-2,0,2.0999999520000001]
[1987,2,8,"1987-02-08",1.1000000448,0.49999999680000001,1.1000000448,0.90000002879999996,0.30000000671999999,0.50025599999999992,0.70000001280000002,1.2000000096000001,0.70000001280000002,1.3000000176000002,0.99999999360000003,0.39999998880000004,4.4000000064]
[1987,2,9,"1987-02-09",1.5999999552000002,1.1000000448,0.19999999872000002,1.7999999711999999,3.4999998911999999,0.69984000000000002,9.9999999360000008E-2,1.2000000096000001,0.79999997760000008,1.3000000176000002,0.99999999360000003,0.49999999680000001,9.9999999360000008E-2]
[1987,2,10,"1987-02-10",0,2.2000000032,0,0,0,0,0,9.9999999360000008E-2,0,0,9.9999999360000008E-2,0.90000002879999996,0]
[1987,2,11,"1987-02-11",0,0,1.1000000448,0,0,0.29980799999999996,9.9999999360000008E-2,1.5999999552000002,0,0,1.3000000176000002,1.3000000176000002,0.30000000671999999]
[1987,2,12,"1987-02-12",0,0,0.19999999872000002,0.19999999872000002,0,1.09728,0.49999999680000001,0.49999999680000001,0,0,0.30000000671999999,9.9999999360000008E-2,3.0000000672000002]
[1987,2,13,"1987-02-13",8.6999999615999997,8.5000000320000009,11.500000704,7.6000002624,7.9999997760000001,13.5648,11.300000255999999,13.600000223999999,6.1000002719999999,5.8000000320000007,12.100000319999999,13.999999392000001,0.30000000671999999]
[1987,2,14,"1987-02-14",2.7,3.8000001312,0.79999997760000008,13.200000191999999,4.8000000384000003,2.0995200000000001,1.3000000176000002,0.90000002879999996,3.0000000672000002,4.4000000064,0.90000002879999996,0.99999999360000003,0.49999999680000001]
[1987,2,15,"1987-02-15",0,0,0.19999999872000002,0,0,0,0,9.9999999360000008E-2,0,0,0,0,0.49999999680000001]
[1987,2,16,"1987-02-16",1.2000000096000001,9.9999999360000008E-2,9.9999999360000008E-2,1.1000000448,1.5000000767999999,0.10022399999999999,0,0,0.70000001280000002,9.9999999360000008E-2,0,0,0.19999999872000002]
[1987,2,17,"1987-02-17",0.79999997760000008,0,0,0.99999999360000003,0.39999998880000004,0.10022399999999999,0.19999999872000002,0.39999998880000004,0.99999999360000003,0.70000001280000002,0.19999999872000002,0.19999999872000002,0.60000000480000004]
[1987,2,18,"1987-02-18",3.4999998911999999,9.9999999360000008E-2,9.9999999360000008E-2,4.100000112,3.3000000479999998,0,9.9999999360000008E-2,0,1.5000000767999999,2.6000000352000003,0,0,0.49999999680000001]
[1987,2,19,"1987-02-19",1.1000000448,2.2000000032,0,0.79999997760000008,1.3000000176000002,0.19958399999999998,0.60000000480000004,9.9999999360000008E-2,0.49999999680000001,0.39999998880000004,0.30000000671999999,9.9999999360000008E-2,0]
[1987,2,20,"1987-02-20",0,0.19999999872000002,0,0,0,0,0,0,0,9.9999999360000008E-2,0,0,0]
[1987,2,21,"1987-02-21",1.1000000448,0,0,1.5999999552000002,1.5000000767999999,0.10022399999999999,0.79999997760000008,0.49999999680000001,0.30000000671999999,0.39999998880000004,0.39999998880000004,1.7000000927999999,0.30000000671999999]
[1987,2,22,"1987-02-22",9.9999999360000008E-2,0,0,0.99999999360000003,1.1000000448,0,0,0,9.9999999360000008E-2,0.90000002879999996,0,0,0.60000000480000004]
[1987,2,23,"1987-02-23",0,0,0,0,0,0,0,0,0,0,0,0,0]
[1987,2,24,"1987-02-24",0,0,0,0,0,0,0,0,0,0,0,0,0]
[1987,2,25,"1987-02-25",0,0,0,0,0,0,0,0,0,9.9999999360000008E-2,0,0,0]
[1987,2,26,"1987-02-26",9.5999999039999988,5.1000000191999995,4.5999999360000006,11.500000704,10.399999967999999,5.0025599999999999,6.6000000959999996,7.4000001600000003,5.4999997056000005,4.6999999872,6.6000000959999996,7.7999998464000004,8.1]
[1987,2,27,"1987-02-27",0.60000000480000004,0.90000002879999996,4.5000001439999995,0.79999997760000008,1.1000000448,2.4019200000000001,1.7999999711999999,1.9999999872000001,1.3999999392,0.79999997760000008,1.3999999392,1.5000000767999999,3.5999999423999998]
[1987,2,28,"1987-02-28",1.9999999872000001,1.9999999872000001,2.7,1.1000000448,1.3000000176000002,2.2031999999999998,2.6000000352000003,3.0999998592,1.3000000176000002,1.2000000096000001,2.7999998784,3.7000000800000001,0]
[1987,3,1,"1987-03-01",12.699999935999999,6.3999996479999997,4.6999999872,12.900000384,14.300000064000001,5.5987200000000001,6.9000003359999997,6.6000000959999996,7.7999998464000004,7.9999997760000001,5.2000000704000007,6.1999997184,10.500000192]
[1987,3,2,"1987-03-02",0.39999998880000004,9.9999999360000008E-2,0.19999999872000002,0.19999999872000002,9.9999999360000008E-2,0.10022399999999999,9.9999999360000008E-2,0,0,0,9.9999999360000008E-2,0.19999999872000002,1.1000000448]
[1987,3,3,"1987-03-03",0,0,0,0,0.19999999872000002,0.10022399999999999,0.49999999680000001,0.30000000671999999,0,0,0.30000000671999999,0.39999998880000004,9.9999999360000008E-2]
[1987,3,4,"1987-03-04",0.30000000671999999,0.19999999872000002,0.19999999872000002,0.30000000671999999,0.19999999872000002,0.19958399999999998,0.19999999872000002,0.79999997760000008,0.49999999680000001,0.39999998880000004,0.39999998880000004,0.60000000480000004,0.39999998880000004]
[1987,3,5,"1987-03-05",1.5999999552000002,2.0999999520000001,3.5999999423999998,1.1000000448,0.90000002879999996,3.1017600000000001,3.0000000672000002,3.8000001312,2.2000000032,1.3999999392,2.6000000352000003,2.6000000352000003,0]
[1987,3,6,"1987-03-06",0,0,0.30000000671999999,0,0,0,0,0.39999998880000004,0,0,0,0,0]
[1987,3,7,"1987-03-07",3.5999999423999998,0.30000000671999999,2.9000000160000003,0.30000000671999999,2.7999998784,2.7993600000000001,3.4999998911999999,5.3000002080000002,0.49999999680000001,0,4.100000112,4.1999999040000002,0]
[1987,3,8,"1987-03-08",0,0,0,0,0.19999999872000002,0.59961599999999993,0,0.39999998880000004,0,0,9.9999999360000008E-2,9.9999999360000008E-2,0]
[1987,3,9,"1987-03-09",0,0,0,0,0,0,0,0,0,0,0,0,0]
[1987,3,10,"1987-03-10",0,0,0,0,0,0,0,0,0,0,0,0,0]
[1987,3,11,"1987-03-11",0,0,0,0,0,0,0,0,0,0,0,0,0]
[1987,3,12,"1987-03-12",0,0,0,0,0,0,0,0,0,0,0,0,0]
[1987,3,13,"1987-03-13",0,0,0,0,0,0,0,0,0,0,0,0,0]
[1987,3,14,"1987-03-14",0,0,0,0,0,0,0,0,0,0,0,0,0]
[1987,3,15,"1987-03-15",0.99999999360000003,0.19999999872000002,0,0.70000001280000002,0,0,0.30000000671999999,0,0,9.9999999360000008E-2,0,0,1.9999999872000001]
[1987,3,16,"1987-03-16",0.79999997760000008,2.7,0.60000000480000004,3.0000000672000002,1.9999999872000001,1.00224,0.90000002879999996,0.19999999872000002,1.7999999711999999,2.7,0.19999999872000002,9.9999999360000008E-2,6.2999997695999994]
[1987,3,17,"1987-03-17",0.39999998880000004,3.7000000800000001,3.0999998592,2.2000000032,0.90000002879999996,5.2012799999999997,0.99999999360000003,2.2999999680000003,3.8999999232000002,6.1999997184,0.79999997760000008,0.99999999360000003,5.3000002080000002]
[1987,3,18,"1987-03-18",2.4000000192000002,0.19999999872000002,0.49999999680000001,0.70000001280000002,3.7000000800000001,0.19958399999999998,2.0999999520000001,1.9000001088,0.39999998880000004,0,0.99999999360000003,1.2000000096000001,1.7999999711999999]
[1987,3,19,"1987-03-19",0,0,0,0.19999999872000002,0,0.10022399999999999,0,0,0,0,0,0.30000000671999999,1.1000000448]
[1987,3,20,"1987-03-20",3.9999999744000001,3.7000000800000001,0,9.5000000256000003,8.3999998080000005,0.50025599999999992,0.49999999680000001,0.49999999680000001,2.7,4.4000000064,0.49999999680000001,0.79999997760000008,0.30000000671999999]
[1987,3,21,"1987-03-21",9.9999999360000008E-2,0,0,9.9999999360000008E-2,0.90000002879999996,0,0,0,0,0,0,0,0]
[1987,3,22,"1987-03-22",9.7000001279999992,6.3999996479999997,2.9000000160000003,12.100000319999999,7.9999997760000001,4.8038400000000001,6.0000001344000005,8.7999998399999999,7.5000003840000007,3.8999999232000002,7.4000001600000003,9.3000000959999998,1.1000000448]
[1987,3,23,"1987-03-23",7.7999998464000004,3.8000001312,3.5999999423999998,10.300000089599999,9.1000005119999994,4.3977599999999999,7.6999999680000002,10.699999776,4.5000001439999995,4.2999999551999997,8.3999998080000005,10.300000089599999,0.30000000671999999]
[1987,3,24,"1987-03-24",3.4000000992000001,1.3000000176000002,1.5000000767999999,7.5000003840000007,6.4999998720000001,2.2982399999999998,1.9999999872000001,3.5999999423999998,1.7000000927999999,1.1000000448,2.9000000160000003,3.7000000800000001,1.7999999711999999]
[1987,3,25,"1987-03-25",0.19999999872000002,0.30000000671999999,0.99999999360000003,0,9.9999999360000008E-2,0.69984000000000002,0.60000000480000004,1.1000000448,9.9999999360000008E-2,0,0.60000000480000004,0.60000000480000004,1.5999999552000002]
[1987,3,26,"1987-03-26",8.3999998080000005,5.9000002559999993,1.9000001088,6.9000003359999997,7.2999999359999999,5.0975999999999999,5.6999998080000003,11.300000255999999,5.4,3.0000000672000002,9.3000000959999998,11.600000064000001,4.2999999551999997]
[1987,3,27,"1987-03-27",1.1000000448,1.3999999392,0.39999998880000004,0.70000001280000002,0.79999997760000008,0.89856000000000003,0.90000002879999996,0.79999997760000008,9.9999999360000008E-2,0.19999999872000002,0.70000001280000002,1.3000000176000002,1.2000000096000001]
[1987,3,28,"1987-03-28",6.9000003359999997,2.7999998784,6.9000003359999997,3.8999999232000002,5.9000002559999993,4.8038400000000001,5.2000000704000007,6.1000002719999999,3.4999998911999999,2.7,4.5000001439999995,4.1999999040000002,3.9999999744000001]
[1987,3,29,"1987-03-29",0.19999999872000002,0.60000000480000004,0.70000001280000002,0.39999998880000004,1.2000000096000001,0.50025599999999992,0.39999998880000004,0.90000002879999996,0.19999999872000002,0.19999999872000002,0.39999998880000004,0.49999999680000001,0.19999999872000002]
[1987,3,30,"1987-03-30",0,0.19999999872000002,0,0.49999999680000001,0.70000001280000002,0,0,0,0.30000000671999999,0,0,0,0]
[1987,3,31,"1987-03-31",0,0,0.79999997760000008,0,0,0.19958399999999998,0,0.90000002879999996,0,0,0.39999998880000004,0.39999998880000004,0.30000000671999999]
[1987,4,1,"1987-04-01",9.5000000256000003,5.4999997056000005,6.70000032,9.5000000256000003,7.6999999680000002,12.182400000000001,9.5999999039999988,11.300000255999999,6.70000032,4.6999999872,7.6999999680000002,9.8000003519999996,12.599999712000001]
[1987,4,2,"1987-04-02",0,0,0,0,9.9999999360000008E-2,0,0,9.9999999360000008E-2,0,0,0,9.9999999360000008E-2,0]
[1987,4,3,"1987-04-03",3.9999999744000001,4.5000001439999995,3.0999998592,2.0999999520000001,3.7000000800000001,2.4019200000000001,3.8000001312,2.7,3.4999998911999999,3.4000000992000001,2.499999984,3.1999999104000003,0.60000000480000004]
[1987,4,4,"1987-04-04",4.8000000384000003,3.4999998911999999,5.6999998080000003,4.9000001759999998,3.0000000672000002,6.9984000000000002,3.8000001312,4.1999999040000002,4.5000001439999995,2.2999999680000003,3.1999999104000003,3.8999999232000002,1.3999999392]
[1987,4,5,"1987-04-05",0.30000000671999999,9.9999999360000008E-2,9.9999999360000008E-2,0.49999999680000001,0.19999999872000002,0,0,0.19999999872000002,0,9.9999999360000008E-2,0,9.9999999360000008E-2,0.39999998880000004]
[1987,4,6,"1987-04-06",6.1999997184,2.9000000160000003,6.9000003359999997,5.4999997056000005,5.2000000704000007,6.4022399999999999,8.1,8.6999999615999997,4.8000000384000003,3.4999998911999999,7.9999997760000001,8.3000004480000005,0.99999999360000003]
[1987,4,7,"1987-04-07",5.4,2.499999984,1.7999999711999999,3.9999999744000001,4.5000001439999995,5.0975999999999999,3.0999998592,3.8999999232000002,3.8000001312,2.499999984,4.999999968,6.1999997184,3.0000000672000002]
[1987,4,8,"1987-04-08",0.49999999680000001,0.19999999872000002,0.30000000671999999,9.9999999360000008E-2,0.19999999872000002,0.10022399999999999,0.30000000671999999,0.19999999872000002,0.19999999872000002,0,0.19999999872000002,0.79999997760000008,1.5000000767999999]
[1987,4,9,"1987-04-09",0,0.70000001280000002,6.9000003359999997,0,0,2.2982399999999998,2.7999998784,0.30000000671999999,0.30000000671999999,0.49999999680000001,1.7999999711999999,1.7000000927999999,6.2999997695999994]
[1987,4,10,"1987-04-10",2.2999999680000003,3.0000000672000002,1.3999999392,2.0999999520000001,1.7000000927999999,3.1967999999999996,3.3000000479999998,4.1999999040000002,3.5999999423999998,2.7999998784,3.9999999744000001,5.2000000704000007,2.9000000160000003]
[1987,4,11,"1987-04-11",0,0,0,0.19999999872000002,9.9999999360000008E-2,0,0,0,0,0,0,0,4.6999999872]
[1987,4,12,"1987-04-12",0,0,0.39999998880000004,0,0.19999999872000002,0,0,9.9999999360000008E-2,0,0,0,9.9999999360000008E-2,9.9999999360000008E-2]
[1987,4,13,"1987-04-13",0.70000001280000002,0.19999999872000002,0,0.90000002879999996,0.90000002879999996,0,0,0,0,1.2000000096000001,0.90000002879999996,9.9999999360000008E-2,4.4000000064]
[1987,4,14,"1987-04-14",0,0,0,0,9.9999999360000008E-2,0,0,0,0,0,0,0,0]
[1987,4,15,"1987-04-15",0,0,0,0,0,0,0,0,0,0,0,0,0]
[1987,4,16,"1987-04-16",0,0,0,0,0,0,0,0,0,0,0,0,0]
[1987,4,17,"1987-04-17",0,0,0,0,0,0,9.9999999360000008E-2,0,0,0,0,0,0]
[1987,4,18,"1987-04-18",0,0,0,9.9999999360000008E-2,9.9999999360000008E-2,0,0,0,0,0,0,0.19999999872000002,0]
[1987,4,19,"1987-04-19",0,0,0,0.19999999872000002,0.90000002879999996,0.10022399999999999,0,0.90000002879999996,0,0,0.99999999360000003,9.9999999360000008E-2,0.70000001280000002]
[1987,4,20,"1987-04-20",0,0,0,0,0,0,0,0,0,0,0,0,2.2999999680000003]
[1987,4,21,"1987-04-21",0,0,0,0,0,0,0,0,0,0,0,0,0]
[1987,4,22,"1987-04-22",0,0,0,0,0,0,0,0,0,0,0,0,0]
[1987,4,23,"1987-04-23",0,0,0,0,0,0,0,0,0,0,0,0,0]
[1987,4,24,"1987-04-24",0,0,0,0,0,0,0,0,0,0,0,0,0]
[1987,4,25,"1987-04-25",0,0,0,0,0,0,0,0,0,0,0,0,0]
[1987,4,26,"1987-04-26",0,0,0,0,0,0,0,0,0,0,0,0,0]
[1987,4,27,"1987-04-27",0,0,0,0,0,0,0,0,0,0,0,0,0]
[1987,4,28,"1987-04-28",0,0,0,0,0,0,0,0,0,0,0,0,0]
[1987,4,29,"1987-04-29",9.000000287999999,3.4000000992000001,2.2000000032,1.3999999392,3.5999999423999998,1.09728,2.7999998784,2.7,3.1999999104000003,0.90000002879999996,1.9999999872000001,3.0999998592,0.39999998880000004]
[1987,4,30,"1987-04-30",9.9999999360000008E-2,0,0,1.3000000176000002,0.30000000671999999,0,9.9999999360000008E-2,0.30000000671999999,0.90000002879999996,9.9999999360000008E-2,9.9999999360000008E-2,0.19999999872000002,1.9000001088]
[1987,5,1,"1987-05-01",9.9999999360000008E-2,0.70000001280000002,0.99999999360000003,0,0,1.50336,0.70000001280000002,1.1000000448,1.3000000176000002,9.9999999360000008E-2,1.7000000927999999,1.3000000176000002,7.5000003840000007]
[1987,5,2,"1987-05-02",3.7000000800000001,3.4999998911999999,0.19999999872000002,5.1000000191999995,4.4000000064,1.9008,2.6000000352000003,1.7000000927999999,2.6000000352000003,1.5000000767999999,1.3999999392,0.79999997760000008,3.7000000800000001]
[1987,5,3,"1987-05-03",3.5999999423999998,3.0000000672000002,0.49999999680000001,1.3000000176000002,2.7,0.10022399999999999,0.39999998880000004,2.2999999680000003,2.6000000352000003,1.5000000767999999,3.1999999104000003,2.0999999520000001,2.7999998784]
[1987,5,4,"1987-05-04",0,0.19999999872000002,9.9999999360000008E-2,0.19999999872000002,9.9999999360000008E-2,0,0,0,0,0,0,0,9.9999999360000008E-2]
[1987,5,5,"1987-05-05",0,0,0,0,0,0,0,0,0,0,0,0,0]
[1987,5,6,"1987-05-06",0,0,0,0,0,0,0,0,0,0,0,0,0]
[1987,5,7,"1987-05-07",0,0,0,0,0,0,0,0,0,0,0,0,0]
[1987,5,8,"1987-05-08",0,0,0,0,0,0,0,0,0,0,0,0,0]
[1987,5,9,"1987-05-09",0,0,0,0,0,0,0,0,0,0,0,0,0]
[1987,5,10,"1987-05-10",0,0,0,0,0,0,0,0,0,0,0,0,0]
[1987,5,11,"1987-05-11",2.2999999680000003,3.8000001312,1.9000001088,3.9999999744000001,3.7000000800000001,2.4969600000000001,3.4999998911999999,5.4,3.1999999104000003,4.999999968,4.100000112,4.5999999360000006,10.10000016]
[1987,5,12,"1987-05-12",3.8000001312,1.3999999392,1.1000000448,4.6999999872,3.4999998911999999,1.39968,1.1000000448,1.1000000448,6.1999997184,3.3000000479999998,2.2999999680000003,4.5000001439999995,4.999999968]
[1987,5,13,"1987-05-13",2.4000000192000002,2.2000000032,5.4,3.3000000479999998,2.7999998784,5.5987200000000001,5.8000000320000007,9.1000005119999994,1.7000000927999999,2.6000000352000003,5.8000000320000007,6.1000002719999999,3.5999999423999998]
[1987,5,14,"1987-05-14",7.6999999680000002,8.2000002240000001,8.1,19.300000032,10.600000416,8.1993600000000004,3.7000000800000001,8.3000004480000005,8.9000000640000003,8.5999999103999993,6.1999997184,8.3000004480000005,12.900000384]
[1987,5,15,"1987-05-15",0.60000000480000004,1.2000000096000001,3.4999998911999999,4.999999968,1.5999999552000002,2.9980800000000003,1.7000000927999999,0.99999999360000003,2.499999984,0.79999997760000008,1.2000000096000001,0.99999999360000003,2.4000000192000002]
[1987,5,16,"1987-05-16",0.60000000480000004,9.9999999360000008E-2,9.9999999360000008E-2,9.9999999360000008E-2,0.19999999872000002,0,0.30000000671999999,9.9999999360000008E-2,0.19999999872000002,0.90000002879999996,0,0.39999998880000004,1.9000001088]
[1987,5,17,"1987-05-17",4.5999999360000006,3.9999999744000001,4.5999999360000006,3.7000000800000001,4.5999999360000006,5.7024000000000008,7.0999998336000001,6.3999996479999997,3.8000001312,5.4,9.5999999039999988,8.7999998399999999,5.9000002559999993]
[1987,5,18,"1987-05-18",1.9999999872000001,0.70000001280000002,0.39999998880000004,1.5000000767999999,0.99999999360000003,0.89856000000000003,0.60000000480000004,0.99999999360000003,0.79999997760000008,0.90000002879999996,0.49999999680000001,1.3999999392,9.9999999360000008E-2]
[1987,5,19,"1987-05-19",0,0,0,0,0,0,0,0,0,0,0,0,0.19999999872000002]
[1987,5,20,"1987-05-20",0,0.49999999680000001,0,0.70000001280000002,0,0,0,0,9.9999999360000008E-2,9.9999999360000008E-2,0,0,0.49999999680000001]
[1987,5,21,"1987-05-21",9.9999999360000008E-2,1.3999999392,1.3000000176000002,9.9999999360000008E-2,0.39999998880000004,1.20096,0.79999997760000008,2.4000000192000002,0,1.3999999392,0.90000002879999996,1.2000000096000001,1.7000000927999999]
[1987,5,22,"1987-05-22",0.49999999680000001,3.0000000672000002,2.499999984,0.70000001280000002,1.3000000176000002,2.7993600000000001,2.7,3.5999999423999998,1.9000001088,2.4000000192000002,1.5999999552000002,1.7000000927999999,2.4000000192000002]
[1987,5,23,"1987-05-23",3.0999998592,2.9000000160000003,4.5000001439999995,2.9000000160000003,0.90000002879999996,3.8966399999999997,1.9999999872000001,1.7999999711999999,3.9999999744000001,3.1999999104000003,0.90000002879999996,1.2000000096000001,0]
[1987,5,24,"1987-05-24",0,0,0,0,0,0,0,0,0,0,0,0,0]
[1987,5,25,"1987-05-25",0,0,0,0,0,0,0,0,0,0,0,0,0]
[1987,5,26,"1987-05-26",0,0.39999998880000004,0,0,0,0,0,9.9999999360000008E-2,0,0,0,0,0]
[1987,5,27,"1987-05-27",0,0,0,0,0,0,0,0,0,0,0,0,0]
[1987,5,28,"1987-05-28",4.1999999040000002,0.19999999872000002,0.60000000480000004,0.39999998880000004,0.70000001280000002,1.9958399999999998,3.5999999423999998,2.4000000192000002,0.39999998880000004,0.60000000480000004,1.7999999711999999,3.0000000672000002,2.0999999520000001]
[1987,5,29,"1987-05-29",0,0,0,0,0,0,0,0,0,0,0,0,0]
[1987,5,30,"1987-05-30",2.7999998784,1.3000000176000002,2.2000000032,0.79999997760000008,0.99999999360000003,1.5983999999999998,3.8000001312,3.5999999423999998,0.99999999360000003,1.7000000927999999,2.499999984,4.1999999040000002,6.4999998720000001]
[1987,5,31,"1987-05-31",9.9999999360000008E-2,0,0.19999999872000002,0,1.2000000096000001,0,0,0,0,0,0,0,0]
[1987,6,1,"1987-06-01",0,1.3999999392,0,9.9999999360000008E-2,0,0,0,0,9.9999999360000008E-2,6.6000000959999996,0,0,7.0999998336000001]
[1987,6,2,"1987-06-02",5.9000002559999993,1.3000000176000002,1.2000000096000001,5.4999997056000005,7.1999997120000003,2.7043200000000001,1.9999999872000001,2.4000000192000002,1.3999999392,2.6000000352000003,3.0000000672000002,3.5999999423999998,15.299999712]
[1987,6,3,"1987-06-03",0.60000000480000004,0.49999999680000001,0.49999999680000001,0.60000000480000004,0.60000000480000004,0.29980799999999996,0,0,0.19999999872000002,0.90000002879999996,0,9.9999999360000008E-2,2.7999998784]
[1987,6,4,"1987-06-04",1.5999999552000002,15.500000159999999,5.3000002080000002,3.4000000992000001,4.5000001439999995,8.8992000000000004,4.4000000064,10.10000016,6.9999997823999998,8.6999999615999997,4.2999999551999997,4.9000001759999998,0.99999999360000003]
[1987,6,5,"1987-06-05",5.9000002559999993,4.100000112,3.8000001312,5.3000002080000002,4.100000112,4.8988800000000001,4.5000001439999995,6.70000032,4.6999999872,3.0999998592,6.2999997695999994,8.5999999103999993,4.2999999551999997]
[1987,6,6,"1987-06-06",0.19999999872000002,0.30000000671999999,0.99999999360000003,0,0.30000000671999999,0.400032,0.30000000671999999,0.19999999872000002,2.9000000160000003,0,0.79999997760000008,3.0000000672000002,1.3999999392]
[1987,6,7,"1987-06-07",6.8000001984000003,10.600000416,2.4000000192000002,16.700000255999999,11.200000032,2.0995200000000001,2.6000000352000003,1.2000000096000001,5.3000002080000002,16.499999807999998,1.5999999552000002,1.9999999872000001,1.9000001088]
[1987,6,8,"1987-06-08",9.7000001279999992,7.0999998336000001,15.900000191999998,5.6999998080000003,7.6999999680000002,5.0975999999999999,4.9000001759999998,6.0000001344000005,6.0000001344000005,14.699999232,7.8999998976000008,9.7000001279999992,1.7999999711999999]
[1987,6,9,"1987-06-09",2.0999999520000001,2.2000000032,1.9000001088,0.30000000671999999,0.60000000480000004,11.5776,7.5000003840000007,7.5000003840000007,3.4999998911999999,1.3999999392,4.999999968,4.5000001439999995,9.9999999360000008E-2]
[1987,6,10,"1987-06-10",7.2999999359999999,12.399999264,27,10.699999776,10.999999583999999,22.982400000000002,9.8000003519999996,22.899998591999999,5.8000000320000007,10.399999967999999,12.200000544,14.899999680000001,12.200000544]
[1987,6,11,"1987-06-11",0.79999997760000008,2.499999984,5.1000000191999995,2.4000000192000002,1.2000000096000001,2.7043200000000001,7.8999998976000008,1.1000000448,7.2999999359999999,5.4999997056000005,3.0000000672000002,3.0000000672000002,0.39999998880000004]
[1987,6,12,"1987-06-12",0,0.99999999360000003,9.9999999360000008E-2,0,0,0,0,0,0.60000000480000004,12.299999904,0,0,9.5999999039999988]
[1987,6,13,"1987-06-13",4.8000000384000003,6.3999996479999997,4.100000112,1.3999999392,9.3999999744,8.5968,7.8999998976000008,10.10000016,3.0000000672000002,1.3999999392,7.6999999680000002,7.0999998336000001,0]
[1987,6,14,"1987-06-14",0,2.7,0.49999999680000001,2.0999999520000001,0,0.59961599999999993,0.19999999872000002,1.5000000767999999,1.3999999392,0.79999997760000008,9.9999999360000008E-2,9.9999999360000008E-2,0]
[1987,6,15,"1987-06-15",13.100000831999999,0,0,0,0.70000001280000002,0,0,0,0,0.90000002879999996,0,0,0]
[1987,6,16,"1987-06-16",1.5000000767999999,2.4000000192000002,12.500000352000001,1.9999999872000001,1.3999999392,9.072000000000001,3.8000001312,5.1000000191999995,4.2999999551999997,2.2999999680000003,2.4000000192000002,2.4000000192000002,0]
[1987,6,17,"1987-06-17",9.1000005119999994,1.9000001088,3.0000000672000002,3.4999998911999999,15.200000352,7.1020800000000008,4.999999968,3.1999999104000003,2.499999984,2.7,3.0999998592,3.8000001312,0]
[1987,6,18,"1987-06-18",6.1999997184,3.8999999232000002,3.3000000479999998,7.6000002624,7.7999998464000004,3.6979199999999999,5.2000000704000007,6.1000002719999999,3.8999999232000002,4.4000000064,5.2000000704000007,5.8000000320000007,10.10000016]
[1987,6,19,"1987-06-19",3.8999999232000002,5.5999995839999999,3.8000001312,3.8000001312,7.5000003840000007,7.3958399999999997,5.1000000191999995,3.1999999104000003,2.0999999520000001,3.9999999744000001,2.4000000192000002,2.7999998784,11.399999616000001]
[1987,6,20,"1987-06-20",0,1.2000000096000001,2.6000000352000003,0.30000000671999999,9.9999999360000008E-2,2.4969600000000001,1.1000000448,0.30000000671999999,1.2000000096000001,4.2999999551999997,0.30000000671999999,9.9999999360000008E-2,0.70000001280000002]
[1987,6,21,"1987-06-21",0,9.9999999360000008E-2,0,2.0999999520000001,1.5000000767999999,0,0,0,0,0.19999999872000002,0,0,0]
[1987,6,22,"1987-06-22",2.2000000032,1.5999999552000002,0.19999999872000002,1.9000001088,3.5999999423999998,0.59961599999999993,0.60000000480000004,1.5000000767999999,0.60000000480000004,1.7999999711999999,0.70000001280000002,1.2000000096000001,2.6000000352000003]
[1987,6,23,"1987-06-23",0.79999997760000008,0,1.7999999711999999,0.39999998880000004,0.90000002879999996,2.4019200000000001,0.19999999872000002,0.70000001280000002,1.5999999552000002,0,0.49999999680000001,0.79999997760000008,0.70000001280000002]
[1987,6,24,"1987-06-24",0.70000001280000002,1.1000000448,1.7000000927999999,1.3999999392,0.30000000671999999,1.39968,1.9000001088,1.9999999872000001,0.70000001280000002,9.9999999360000008E-2,1.7000000927999999,1.7999999711999999,0]
[1987,6,25,"1987-06-25",3.8000001312,4.2999999551999997,0.99999999360000003,2.4000000192000002,3.8999999232000002,1.296,1.5000000767999999,1.2000000096000001,2.9000000160000003,3.7000000800000001,1.3000000176000002,2.0999999520000001,7.1999997120000003]
[1987,6,26,"1987-06-26",0.30000000671999999,0.49999999680000001,0,0.19999999872000002,0.79999997760000008,0,0,9.9999999360000008E-2,0,0.39999998880000004,0,9.9999999360000008E-2,1.1000000448]
[1987,6,27,"1987-06-27",0,0,0,0.30000000671999999,0,0,0,0,0,0,0,0,9.9999999360000008E-2]
[1987,6,28,"1987-06-28",0,0,0,0,0,0,0,0,0,0,0,0,0]
[1987,6,29,"1987-06-29",0,0,0,0,0,0,0,0,0,0,0,0,0]
[1987,6,30,"1987-06-30",0,0,0,0,0,0.10022399999999999,0,9.9999999360000008E-2,0,0,0,0,0.30000000671999999]
[1987,7,1,"1987-07-01",0,0,0,0,0,0,0,0,0,0,0,0,0]
[1987,7,2,"1987-07-02",0,0,0,0,0,0,0,0,0,0,0,0,0]
[1987,7,3,"1987-07-03",0,0,0,0,0,0,0,0,0,0,0,0,0]
[1987,7,4,"1987-07-04",0,0,0,0,0,0,0,0,0,0,0,0,0]
[1987,7,5,"1987-07-05",0,0,0,0,0,0,0,0,0,0,0,0,0]
[1987,7,6,"1987-07-06",0,0,0,0,0,0,0,0,0,0,0,0,0]
[1987,7,7,"1987-07-07",0,0,0,0,0,0,0,0,0,0,0,0,0]
[1987,7,8,"1987-07-08",0,0,0,0,0,0,0,0,0,0,0,0,0]
[1987,7,9,"1987-07-09",0,0,0,0,0,0,0,0,0,0,0,0,9.9999999360000008E-2]
[1987,7,10,"1987-07-10",0,0,0,0,0,0,0,0,0,0,0,0,0.19999999872000002]
[1987,7,11,"1987-07-11",0,0,0,0,0,0,0,0,0,0,0,0,2.9000000160000003]
[1987,7,12,"1987-07-12",0,0,0,0,0,0,0,0,0,0,0,0,0.19999999872000002]
[1987,7,13,"1987-07-13",0,0,0,0,0,0,0,0,0,0,0,0,0]
[1987,7,14,"1987-07-14",1.7999999711999999,0.79999997760000008,0.70000001280000002,3.0000000672000002,3.9999999744000001,1.20096,2.2999999680000003,3.0000000672000002,1.9999999872000001,2.2000000032,2.6000000352000003,3.5999999423999998,9.9999999360000008E-2]
[1987,7,15,"1987-07-15",9.000000287999999,11.699999424000001,5.5999995839999999,5.4,8.3999998080000005,5.9011200000000006,5.3000002080000002,8.2000002240000001,7.4000001600000003,5.6999998080000003,7.7999998464000004,8.5000000320000009,3.0999998592]
[1987,7,16,"1987-07-16",8.3999998080000005,7.8999998976000008,9.1000005119999994,8.6999999615999997,8.7999998399999999,9.6768000000000001,8.5000000320000009,11.699999424000001,10.300000089599999,7.6999999680000002,6.1000002719999999,7.5000003840000007,12.299999904]
[1987,7,17,"1987-07-17",22.100001120000002,16.600000896000001,5.4999997056000005,14.699999232,16.099999776000001,9.5039999999999996,6.6000000959999996,8.5999999103999993,27.700000703999997,16.999999200000001,7.6000002624,9.5999999039999988,0.39999998880000004]
[1987,7,18,"1987-07-18",7.0999998336000001,6.2999997695999994,3.9999999744000001,1.7999999711999999,5.8000000320000007,6.9984000000000002,9.999999936,11.500000704,3.4999998911999999,2.7999998784,14.800000320000001,19.400000255999998,2.9000000160000003]
[1987,7,19,"1987-07-19",15.700000608,9.3999999744,11.399999616000001,14.800000320000001,10.10000016,14.601599999999999,11.200000032,14.800000320000001,8.1,13.5,10.699999776,12.299999904,1.7000000927999999]
[1987,7,20,"1987-07-20",10.200000038399999,2.499999984,4.2999999551999997,3.8000001312,3.4000000992000001,12.6144,11.300000255999999,13.200000191999999,3.9999999744000001,3.4000000992000001,9.999999936,12.500000352000001,9.3999999744]
[1987,7,21,"1987-07-21",16.700000255999999,16.799999616000001,6.3999996479999997,10.200000038399999,14.599999872,13.737599999999999,15.200000352,8.5999999103999993,24.599999808,20.600000352000002,8.5000000320000009,10.8,1.9000001088]
[1987,7,22,"1987-07-22",14.599999872,20.600000352000002,2.0999999520000001,9.000000287999999,11.200000032,5.7024000000000008,4.5000001439999995,5.4,13.600000223999999,5.9000002559999993,5.8000000320000007,7.5000003840000007,1.1000000448]
[1987,7,23,"1987-07-23",9.9999999360000008E-2,0.70000001280000002,0,0.39999998880000004,0.30000000671999999,0.10022399999999999,0.19999999872000002,9.9999999360000008E-2,0.19999999872000002,0.70000001280000002,0,9.9999999360000008E-2,1.9999999872000001]
[1987,7,24,"1987-07-24",0.70000001280000002,0.99999999360000003,0.70000001280000002,1.1000000448,1.2000000096000001,1.7971200000000001,0.30000000671999999,0.99999999360000003,0.39999998880000004,1.2000000096000001,0.39999998880000004,0.39999998880000004,6.8000001984000003]
[1987,7,25,"1987-07-25",0,0,0,9.9999999360000008E-2,9.9999999360000008E-2,0,0.19999999872000002,0,0,0,0,0,0.49999999680000001]
[1987,7,26,"1987-07-26",3.7000000800000001,7.2999999359999999,5.2000000704000007,4.100000112,3.0000000672000002,5.9011200000000006,3.3000000479999998,2.7,5.4999997056000005,5.5999995839999999,1.9999999872000001,1.5000000767999999,6.6000000959999996]
[1987,7,27,"1987-07-27",9.9999999360000008E-2,0.19999999872000002,0.39999998880000004,9.9999999360000008E-2,0,0.10022399999999999,0.39999998880000004,9.9999999360000008E-2,0.19999999872000002,0.30000000671999999,9.9999999360000008E-2,9.9999999360000008E-2,0.60000000480000004]
[1987,7,28,"1987-07-28",3.3000000479999998,0.60000000480000004,0.49999999680000001,1.9999999872000001,1.3000000176000002,0.59961599999999993,1.7999999711999999,0.30000000671999999,0.30000000671999999,1.9000001088,2.9000000160000003,2.0999999520000001,5.2000000704000007]
[1987,7,29,"1987-07-29",7.5000003840000007,8.3000004480000005,13.100000831999999,6.9000003359999997,6.6000000959999996,8.1993600000000004,20.799999935999999,15.200000352,11.800000511999999,9.8000003519999996,10.600000416,10.200000038399999,11.800000511999999]
[1987,7,30,"1987-07-30",0.79999997760000008,0,0.70000001280000002,0,9.9999999360000008E-2,0.59961599999999993,0.90000002879999996,0.49999999680000001,9.9999999360000008E-2,9.9999999360000008E-2,1.2000000096000001,1.3000000176000002,0.39999998880000004]
[1987,7,31,"1987-07-31",0,0,0,0,0,0,9.9999999360000008E-2,0,0,0,0,0,0]
[1987,8,1,"1987-08-01",4.5999999360000006,4.2999999551999997,3.0999998592,3.5999999423999998,4.4000000064,4.8988800000000001,4.2999999551999997,4.4000000064,3.8000001312,7.7999998464000004,2.499999984,1.9999999872000001,0]
[1987,8,2,"1987-08-02",1.9000001088,0.90000002879999996,0.39999998880000004,0.30000000671999999,1.9999999872000001,0.400032,0.30000000671999999,0.39999998880000004,1.1000000448,0,0.90000002879999996,0.99999999360000003,0]
[1987,8,3,"1987-08-03",0.30000000671999999,0,0.49999999680000001,9.9999999360000008E-2,0.70000001280000002,0.10022399999999999,9.9999999360000008E-2,0.70000001280000002,0,0,0.19999999872000002,0.19999999872000002,0.19999999872000002]
[1987,8,4,"1987-08-04",3.0000000672000002,0,2.4000000192000002,0.60000000480000004,2.0999999520000001,0.800064,1.7000000927999999,2.499999984,4.4000000064,0.19999999872000002,1.9999999872000001,2.7999998784,1.7999999711999999]
[1987,8,5,"1987-08-05",0.30000000671999999,0,0,9.9999999360000008E-2,9.9999999360000008E-2,0,0,9.9999999360000008E-2,0,0,0,0,9.9999999360000008E-2]
[1987,8,6,"1987-08-06",0,0,0,0,0,0,0,0.19999999872000002,9.9999999360000008E-2,0,0.30000000671999999,0.90000002879999996,9.9999999360000008E-2]
[1987,8,7,"1987-08-07",0,0,0,0,0,0,0,0,0,0,0,0,1.7999999711999999]
[1987,8,8,"1987-08-08",0,0,0,9.9999999360000008E-2,0,0,0,0,0,0,0,0,0]
[1987,8,9,"1987-08-09",4.100000112,2.0999999520000001,0,13.5,9.8999997120000014,0,2.2999999680000003,4.2999999551999997,3.0999998592,2.0999999520000001,2.499999984,4.4000000064,0.60000000480000004]
[1987,8,10,"1987-08-10",0,0,9.9999999360000008E-2,0,0,0,0,0,0,0,0,0,0]
[1987,8,11,"1987-08-11",0.30000000671999999,0.39999998880000004,0.19999999872000002,0,0.39999998880000004,0.69984000000000002,0.99999999360000003,1.3999999392,0.19999999872000002,0,1.5999999552000002,1.7999999711999999,2.499999984]
[1987,8,12,"1987-08-12",0,0,0,0,0,0,0,0,0,0,0,0,1.3999999392]
[1987,8,13,"1987-08-13",0,0,0,0,0,0,0,9.9999999360000008E-2,0,0,0,0,2.499999984]
[1987,8,14,"1987-08-14",0,0,0,0,0,0,0,0,0,0,0,0,0]
[1987,8,15,"1987-08-15",0,0,0,0,0,0,0,0,0,0,0,0,0]
[1987,8,16,"1987-08-16",0,0,0,0,0,0,0,0,0,0,0,0,0]
[1987,8,17,"1987-08-17",0.30000000671999999,3.0999998592,0.49999999680000001,0.99999999360000003,0.79999997760000008,1.296,0.39999998880000004,0.30000000671999999,0.90000002879999996,3.8999999232000002,0.79999997760000008,0.79999997760000008,1.7000000927999999]
[1987,8,18,"1987-08-18",0,0,0,0,0,0,0,0,0,0,0,0,1.7000000927999999]
[1987,8,19,"1987-08-19",0,0,0,0,0,0,0,0,0,0,0,0,0]
[1987,8,20,"1987-08-20",0,0,0,0,0,0,0,0,0,0,0,0,0]
[1987,8,21,"1987-08-21",36.299999231999998,36.900001439999997,9.1999998720000011,11.699999424000001,7.8999998976000008,12.182400000000001,23.900000832,20.200000320000001,42.300002304000003,27.700000703999997,20.300000544,23.799998880000004,6.6000000959999996]
[1987,8,22,"1987-08-22",0.79999997760000008,0,0.70000001280000002,9.9999999360000008E-2,0,1.5983999999999998,0.49999999680000001,0.19999999872000002,0.39999998880000004,0,9.9999999360000008E-2,0.30000000671999999,5.3000002080000002]
[1987,8,23,"1987-08-23",0,0,0,0,0,0.19958399999999998,0,0,0,0,0,9.9999999360000008E-2,2.9000000160000003]
[1987,8,24,"1987-08-24",15.299999712,29.100000384000001,13.900000032000001,22.699999872000003,12.699999935999999,5.2012799999999997,5.8000000320000007,13.5,19.300000032,14.199999839999998,7.4000001600000003,10.699999776,19.300000032]
[1987,8,25,"1987-08-25",11.600000064000001,27.899999424000001,18.300000384000001,17.800000128000001,14.599999872,23.500799999999998,12.399999264,19.700000064000001,23.699999519999999,24.200000639999999,14.800000320000001,19.600000703999999,58.000000320000005]
[1987,8,26,"1987-08-26",3.0999998592,7.8999998976000008,4.6999999872,13.900000032000001,4.999999968,5.7974400000000008,3.1999999104000003,3.0999998592,7.5000003840000007,7.4000001600000003,3.0000000672000002,3.8999999232000002,8.3999998080000005]
[1987,8,27,"1987-08-27",0.30000000671999999,0,0,0.70000001280000002,9.9999999360000008E-2,0,0,9.9999999360000008E-2,9.9999999360000008E-2,0,0,9.9999999360000008E-2,0.49999999680000001]
[1987,8,28,"1987-08-28",0,0,0,0,0,0,0,0,0,0,0,0,0]
[1987,8,29,"1987-08-29",0,0,0,0,0,0,0,0,0,0,0,0,0]
[1987,8,30,"1987-08-30",0,0,0,0,0,0,0,0,0,0,0,0,0]
[1987,8,31,"1987-08-31",0,0,0,0,0,0,0,0,0,0,0,0,0]
[1987,9,1,"1987-09-01",0,0,0.60000000480000004,0,0,2.4969600000000001,0.30000000671999999,5.4999997056000005,0,0,4.999999968,1.5000000767999999,2.2999999680000003]
[1987,9,2,"1987-09-02",0,0,0,0,0,0,0,0,0,0,0,0,0]
[1987,9,3,"1987-09-03",0,0,0,0,0,0,0,9.9999999360000008E-2,0,0,0,9.9999999360000008E-2,0]
[1987,9,4,"1987-09-04",0,0,9.9999999360000008E-2,0,0,0.19958399999999998,0,0.30000000671999999,0,0,9.9999999360000008E-2,0.19999999872000002,9.9999999360000008E-2]
[1987,9,5,"1987-09-05",2.7999998784,0,10.899999360000001,1.2000000096000001,2.7999998784,2.7043200000000001,2.2999999680000003,3.9999999744000001,1.2000000096000001,0.19999999872000002,4.1999999040000002,4.5999999360000006,0.30000000671999999]
[1987,9,6,"1987-09-06",3.4000000992000001,2.2999999680000003,0.30000000671999999,4.999999968,4.5000001439999995,0.800064,3.1999999104000003,2.2000000032,1.7000000927999999,0.90000002879999996,2.6000000352000003,3.8000001312,11.200000032]
[1987,9,7,"1987-09-07",1.9999999872000001,1.2000000096000001,0.30000000671999999,0.30000000671999999,1.5000000767999999,1.00224,0.70000001280000002,0.70000001280000002,1.3000000176000002,0.60000000480000004,0.39999998880000004,0.79999997760000008,0]
[1987,9,8,"1987-09-08",0.60000000480000004,0,0,0,9.9999999360000008E-2,0,0,9.9999999360000008E-2,0,0,0,0,0]
[1987,9,9,"1987-09-09",0.99999999360000003,0,0.30000000671999999,8.2000002240000001,3.9999999744000001,0.10022399999999999,0,0,0,9.9999999360000008E-2,0,0.19999999872000002,0.30000000671999999]
[1987,9,10,"1987-09-10",0,0,0,9.9999999360000008E-2,0.19999999872000002,0,0,0,0,0,0,0,0]
[1987,9,11,"1987-09-11",1.1000000448,1.2000000096000001,0.39999998880000004,3.0999998592,2.7999998784,1.09728,1.2000000096000001,3.0000000672000002,0.90000002879999996,0.30000000671999999,2.0999999520000001,2.9000000160000003,0.79999997760000008]
[1987,9,12,"1987-09-12",6.2999997695999994,2.7999998784,9.5999999039999988,4.2999999551999997,4.4000000064,9.7631999999999994,8.6999999615999997,9.999999936,6.2999997695999994,4.100000112,7.9999997760000001,9.7000001279999992,0.90000002879999996]
[1987,9,13,"1987-09-13",3.3000000479999998,4.100000112,0.49999999680000001,7.0999998336000001,6.3999996479999997,0.69984000000000002,1.3000000176000002,0.79999997760000008,4.8000000384000003,1.9000001088,0.60000000480000004,1.5000000767999999,0]
[1987,9,14,"1987-09-14",0,0,0,0.19999999872000002,9.9999999360000008E-2,0,0,0,9.9999999360000008E-2,0,0,0,0]
[1987,9,15,"1987-09-15",0,0,0,0,0,0,0,0,0,0,0,0,0.30000000671999999]
[1987,9,16,"1987-09-16",0,0,0,0,0,0,0,0,0,0,0,0,2.4000000192000002]
[1987,9,17,"1987-09-17",0.30000000671999999,0,1.7000000927999999,9.9999999360000008E-2,0.30000000671999999,2.2031999999999998,0.49999999680000001,2.0999999520000001,0.60000000480000004,0.30000000671999999,0.70000001280000002,0.30000000671999999,1.7000000927999999]
[1987,9,18,"1987-09-18",0,0,0.19999999872000002,0,0.30000000671999999,0.400032,0,0.49999999680000001,0,0,9.9999999360000008E-2,0.30000000671999999,0]
[1987,9,19,"1987-09-19",0,9.9999999360000008E-2,1.2000000096000001,0.19999999872000002,9.9999999360000008E-2,2.4969600000000001,5.2000000704000007,3.0999998592,1.7000000927999999,0.30000000671999999,5.6999998080000003,5.1000000191999995,5.4]
[1987,9,20,"1987-09-20",0,9.9999999360000008E-2,0,0,0,0,0,0,0,0,0,0,0]
[1987,9,21,"1987-09-21",1.3000000176000002,9.9999999360000008E-2,0.30000000671999999,9.9999999360000008E-2,9.9999999360000008E-2,0.10022399999999999,0,0,9.9999999360000008E-2,0,0,0,0.39999998880000004]
[1987,9,22,"1987-09-22",0,0,0,0.19999999872000002,0.49999999680000001,0,0,0,0,0,0,0,0.19999999872000002]
[1987,9,23,"1987-09-23",6.3999996479999997,4.9000001759999998,6.0000001344000005,5.3000002080000002,5.4999997056000005,6.4972799999999999,7.2999999359999999,4.999999968,3.7000000800000001,4.999999968,7.9999997760000001,6.9999997823999998,0.49999999680000001]
[1987,9,24,"1987-09-24",0.79999997760000008,0,0.30000000671999999,2.2000000032,5.1000000191999995,0,0,0.19999999872000002,0,0,0.60000000480000004,0.79999997760000008,0.79999997760000008]
[1987,9,25,"1987-09-25",0,0,0,0,0,0,0,0,0,0,0,0,9.9999999360000008E-2]
[1987,9,26,"1987-09-26",0,0,0,0.19999999872000002,0,0,0,0,0,0,0,0,1.7000000927999999]
[1987,9,27,"1987-09-27",0,0,0,0,0,0,0,9.9999999360000008E-2,0,0,0,0,0]
[1987,9,28,"1987-09-28",0,0,0,0,0,0,0,0,0,0,0,0,0.70000001280000002]
[1987,9,29,"1987-09-29",0.49999999680000001,0.70000001280000002,0,0.19999999872000002,0,0.69984000000000002,0.19999999872000002,0,2.7999998784,0.90000002879999996,0,9.9999999360000008E-2,0]
[1987,9,30,"1987-09-30",0,0,0,0,0,0,0,0,0,0,0,9.9999999360000008E-2,0]
[1987,10,1,"1987-10-01",0,0,0,0,0,0,0,0,0,0,0,0,0]
[1987,10,2,"1987-10-02",0,0,0,0,0,0,0,0,0,0,0,0,0]
[1987,10,3,"1987-10-03",1.9000001088,2.7999998784,5.8000000320000007,2.2000000032,2.4000000192000002,4.7001600000000003,3.4000000992000001,6.0000001344000005,3.0000000672000002,2.0999999520000001,4.6999999872,5.3000002080000002,0.99999999360000003]
[1987,10,4,"1987-10-04",6.4999998720000001,4.8000000384000003,0.30000000671999999,15.299999712,5.4999997056000005,0.800064,3.9999999744000001,0.60000000480000004,6.3999996479999997,7.9999997760000001,2.6000000352000003,2.7,10.8]
[1987,10,5,"1987-10-05",0.19999999872000002,9.9999999360000008E-2,9.9999999360000008E-2,9.9999999360000008E-2,0.19999999872000002,0,9.9999999360000008E-2,0,0,9.9999999360000008E-2,0.19999999872000002,0.19999999872000002,0.70000001280000002]
[1987,10,6,"1987-10-06",9.3999999744,7.1999997120000003,2.6000000352000003,6.2999997695999994,5.8000000320000007,3.8016000000000001,3.0000000672000002,5.2000000704000007,3.4999998911999999,2.6000000352000003,3.7000000800000001,4.6999999872,3.9999999744000001]
[1987,10,7,"1987-10-07",53.700001920000005,43.599997440000003,19.300000032,35.899999200000003,41.600001599999999,32.313600000000001,30.90000096,27.600001343999999,38.300001120000005,24.599999808,38.599999199999999,46.499999615999997,14.399999424000001]
[1987,10,8,"1987-10-08",4.999999968,1.9999999872000001,0.60000000480000004,11.800000511999999,7.4000001600000003,1.00224,4.100000112,2.6000000352000003,2.499999984,1.3000000176000002,4.9000001759999998,6.2999997695999994,1.5999999552000002]
[1987,10,9,"1987-10-09",9.5000000256000003,4.6999999872,36.100000512000001,11.699999424000001,6.9999997823999998,30.412800000000001,12.900000384,47.000001599999997,10.600000416,2.7,19.499999616,30.500000927999999,20.100000959999999]
[1987,10,10,"1987-10-10",23.000001407999999,18.599999327999999,15.599999519999999,13.200000191999999,14.899999680000001,21.859200000000001,19.199999807999998,11.899999871999999,24.799998528,11.600000064000001,16.700000255999999,18.599999327999999,16.89999984]
[1987,10,11,"1987-10-11",2.7999998784,4.999999968,0.30000000671999999,8.3000004480000005,7.8999998976000008,1.39968,1.7999999711999999,0.70000001280000002,2.2000000032,2.9000000160000003,3.3000000479999998,6.0000001344000005,0]
[1987,10,12,"1987-10-12",11.500000704,11.300000255999999,1.3000000176000002,13.40000064,12.100000319999999,4.3977599999999999,7.5000003840000007,2.7999998784,10.10000016,22.500001152000003,6.4999998720000001,7.5000003840000007,2.0999999520000001]
[1987,10,13,"1987-10-13",0.49999999680000001,9.9999999360000008E-2,9.9999999360000008E-2,2.0999999520000001,1.3999999392,0.10022399999999999,0.30000000671999999,0.19999999872000002,0.19999999872000002,0,0.60000000480000004,1.1000000448,0]
[1987,10,14,"1987-10-14",14.699999232,12.799999295999999,6.1000002719999999,21.999999167999999,14.899999680000001,9.5904000000000007,11.300000255999999,12.799999295999999,8.5999999103999993,9.000000287999999,14.199999839999998,18.300000384000001,14.199999839999998]
[1987,10,15,"1987-10-15",23.699999519999999,20.600000352000002,27.300000671999999,22.100001120000002,19.099999583999999,28.425599999999999,22.699999872000003,33.499999008000003,19.400000255999998,13.100000831999999,25.600000319999999,29.600000640000001,15.799999968]
[1987,10,16,"1987-10-16",11.399999616000001,10.399999967999999,7.9999997760000001,11.099999808,9.3000000959999998,12.8736,15.200000352,13.800000671999999,16.299999360000001,7.1999997120000003,13.800000671999999,14.899999680000001,5.1000000191999995]
[1987,10,17,"1987-10-17",2.7999998784,1.9000001088,2.9000000160000003,3.7000000800000001,2.2000000032,0.800064,1.5000000767999999,0.99999999360000003,4.5000001439999995,1.3999999392,2.6000000352000003,3.5999999423999998,0]
[1987,10,18,"1987-10-18",0,9.9999999360000008E-2,0,9.9999999360000008E-2,9.9999999360000008E-2,0,0,0,0,0,0,0,0]
[1987,10,19,"1987-10-19",9.9999999360000008E-2,0,0,0.30000000671999999,9.9999999360000008E-2,0,0,0,0,0,0,0,9.9999999360000008E-2]
[1987,10,20,"1987-10-20",5.5999995839999999,1.7999999711999999,13.40000064,3.0000000672000002,3.1999999104000003,9.5904000000000007,8.6999999615999997,25.900000127999999,2.9000000160000003,1.7000000927999999,16.400000448,19.000000224000001,2.0999999520000001]
[1987,10,21,"1987-10-21",5.1000000191999995,9.1000005119999994,2.9000000160000003,6.70000032,6.1000002719999999,2.2031999999999998,3.7000000800000001,2.2999999680000003,2.6000000352000003,6.1999997184,3.0000000672000002,3.8000001312,0.39999998880000004]
[1987,10,22,"1987-10-22",0.30000000671999999,0,0,0,9.9999999360000008E-2,0,0,0,0,9.9999999360000008E-2,9.9999999360000008E-2,9.9999999360000008E-2,0]
[1987,10,23,"1987-10-23",0.39999998880000004,1.9999999872000001,0,1.9000001088,0.30000000671999999,0,0,0,0,9.1999998720000011,0,0,0]
[1987,10,24,"1987-10-24",0,0,0,9.9999999360000008E-2,0,0,0,0,0,0,0,0,0]
[1987,10,25,"1987-10-25",0,0,0,0,0,0,0,0,0,0,0,0,0]
[1987,10,26,"1987-10-26",0,0,0,0,0,0,0.19999999872000002,0,9.9999999360000008E-2,0,0,9.9999999360000008E-2,0]
[1987,10,27,"1987-10-27",9.9999999360000008E-2,0,9.9999999360000008E-2,1.3000000176000002,0.39999998880000004,0,0,0.19999999872000002,0.19999999872000002,0.19999999872000002,0.19999999872000002,0.49999999680000001,0]
[1987,10,28,"1987-10-28",0.19999999872000002,0,0,0,0,0,0,9.9999999360000008E-2,0,0.39999998880000004,9.9999999360000008E-2,0,0]
[1987,10,29,"1987-10-29",1.2000000096000001,0,0,0,0,0,0.19999999872000002,0.30000000671999999,0,0,0.19999999872000002,0.70000001280000002,0]
[1987,10,30,"1987-10-30",9.9999999360000008E-2,0,0.30000000671999999,0,0.19999999872000002,0,9.9999999360000008E-2,0.19999999872000002,0.30000000671999999,0,0,9.9999999360000008E-2,9.9999999360000008E-2]
[1987,10,31,"1987-10-31",0,0,1.5000000767999999,0,0,0.89856000000000003,0.39999998880000004,0.79999997760000008,9.9999999360000008E-2,0,0.39999998880000004,0.39999998880000004,2.4000000192000002]
[1987,11,1,"1987-11-01",0.19999999872000002,1.1000000448,0.99999999360000003,9.9999999360000008E-2,0,0.10022399999999999,1.3000000176000002,0.19999999872000002,0.19999999872000002,0.99999999360000003,0.49999999680000001,0.30000000671999999,0]
[1987,11,2,"1987-11-02",0,0,0,0,0,0,0,0,0,0,0,0,0]
[1987,11,3,"1987-11-03",0,0,0,0,0,0,0,0,0,0,0,0,0]
[1987,11,4,"1987-11-04",0,0,0,0,0,0,0,0,0,0,0,0,0]
[1987,11,5,"1987-11-05",0,0,0,0,0,0,0,0,0,0,0,0,0]
[1987,11,6,"1987-11-06",0,0,0,0,0,0,0,0,0,0,0,0,0]
[1987,11,7,"1987-11-07",0,0,0,0,0,0,0,0,0,0,0,0,0]
[1987,11,8,"1987-11-08",4.5000001439999995,2.499999984,5.3000002080000002,2.7,3.1999999104000003,6.2985599999999993,4.6999999872,5.1000000191999995,3.4000000992000001,2.499999984,4.2999999551999997,4.1999999040000002,9.9999999360000008E-2]
[1987,11,9,"1987-11-09",0.49999999680000001,0.30000000671999999,1.2000000096000001,9.9999999360000008E-2,0,1.70208,1.3999999392,2.2999999680000003,1.1000000448,0,0.99999999360000003,0.79999997760000008,0]
[1987,11,10,"1987-11-10",6.1999997184,8.2000002240000001,2.0999999520000001,8.3999998080000005,7.4000001600000003,1.9008,3.7000000800000001,2.2999999680000003,3.3000000479999998,7.1999997120000003,4.8000000384000003,5.3000002080000002,2.2999999680000003]
[1987,11,11,"1987-11-11",24.299999999999997,21.000000384,22.3999992,27.999998784000002,28.600000991999998,29.203199999999999,23.200000128000003,26.099998847999998,18.499999968000001,17.300000736000001,26.099998847999998,29.600000640000001,9.999999936]
[1987,11,12,"1987-11-12",0.90000002879999996,2.2999999680000003,0.39999998880000004,2.9000000160000003,2.0999999520000001,0.10022399999999999,0.60000000480000004,0.90000002879999996,1.7000000927999999,9.9999999360000008E-2,0.70000001280000002,0.99999999360000003,0]
[1987,11,13,"1987-11-13",10.899999360000001,9.5000000256000003,7.2999999359999999,20.100000959999999,12.200000544,13.3056,12.000000096000001,11.899999871999999,12.500000352000001,11.200000032,7.6000002624,8.3000004480000005,0]
[1987,11,14,"1987-11-14",1.5000000767999999,0.19999999872000002,0.90000002879999996,1.3999999392,1.1000000448,1.20096,1.5999999552000002,3.0000000672000002,0.90000002879999996,9.9999999360000008E-2,1.5999999552000002,2.2999999680000003,1.3000000176000002]
[1987,11,15,"1987-11-15",3.8000001312,3.4000000992000001,0.90000002879999996,5.4,4.100000112,2.2031999999999998,2.4000000192000002,2.2999999680000003,3.0999998592,2.2999999680000003,1.5999999552000002,2.499999984,4.4000000064]
[1987,11,16,"1987-11-16",0.90000002879999996,0,0,0.30000000671999999,0.30000000671999999,0,0,9.9999999360000008E-2,9.9999999360000008E-2,0,0.30000000671999999,0.49999999680000001,0]
[1987,11,17,"1987-11-17",0,0,0,0,0,0,0,0,0,0,0,0,9.9999999360000008E-2]
[1987,11,18,"1987-11-18",0.39999998880000004,9.9999999360000008E-2,0.39999998880000004,0.49999999680000001,0.30000000671999999,0.400032,0,0.30000000671999999,0.39999998880000004,9.9999999360000008E-2,9.9999999360000008E-2,0.19999999872000002,3.4999998911999999]
[1987,11,19,"1987-11-19",6.2999997695999994,8.1,11.200000032,8.2000002240000001,7.0999998336000001,10.1088,9.1000005119999994,9.7000001279999992,9.1999998720000011,7.5000003840000007,6.2999997695999994,7.9999997760000001,9.8999997120000014]
[1987,11,20,"1987-11-20",0,0,0,9.9999999360000008E-2,0,0,0,0,9.9999999360000008E-2,0,0,0,2.2000000032]
[1987,11,21,"1987-11-21",1.9999999872000001,1.5000000767999999,0.70000001280000002,1.3000000176000002,1.3000000176000002,0.89856000000000003,0.49999999680000001,0.70000001280000002,0.99999999360000003,1.5999999552000002,0.19999999872000002,0.60000000480000004,4.100000112]
[1987,11,22,"1987-11-22",0.99999999360000003,0.39999998880000004,0.39999998880000004,9.9999999360000008E-2,0.99999999360000003,0.59961599999999993,0.60000000480000004,1.7000000927999999,9.9999999360000008E-2,0.19999999872000002,1.3999999392,1.5999999552000002,4.5999999360000006]
[1987,11,23,"1987-11-23",0.70000001280000002,3.3000000479999998,0.79999997760000008,8.7999998399999999,1.5999999552000002,0.29980799999999996,0.70000001280000002,9.9999999360000008E-2,0.79999997760000008,5.3000002080000002,0.30000000671999999,0.60000000480000004,2.7]
[1987,11,24,"1987-11-24",1.7999999711999999,0.60000000480000004,0,1.2000000096000001,0.49999999680000001,0.19958399999999998,1.1000000448,0.30000000671999999,0.60000000480000004,0,0.70000001280000002,0.49999999680000001,1.3000000176000002]
[1987,11,25,"1987-11-25",1.7999999711999999,3.4000000992000001,0,10.399999967999999,2.7999998784,0.10022399999999999,0.70000001280000002,9.9999999360000008E-2,0.79999997760000008,5.3000002080000002,0.19999999872000002,9.9999999360000008E-2,2.7]
[1987,11,26,"1987-11-26",9.9999999360000008E-2,0.39999998880000004,0,1.5000000767999999,0.19999999872000002,0.29980799999999996,0.49999999680000001,1.5000000767999999,0.49999999680000001,0.99999999360000003,0.49999999680000001,0.30000000671999999,2.2999999680000003]
[1987,11,27,"1987-11-27",0,0,0,0,0,0,0,0,0,0,0,0,0.19999999872000002]
[1987,11,28,"1987-11-28",0,0,0,0,0,0,0,0,0,0,0,0,0]
[1987,11,29,"1987-11-29",9.9999999360000008E-2,0,0.49999999680000001,0.30000000671999999,0.39999998880000004,0.29980799999999996,0,0.19999999872000002,9.9999999360000008E-2,0,9.9999999360000008E-2,0,9.9999999360000008E-2]
[1987,11,30,"1987-11-30",0,0,0,1.3000000176000002,0,0,0,9.9999999360000008E-2,0,0.19999999872000002,9.9999999360000008E-2,9.9999999360000008E-2,9.9999999360000008E-2]
[1987,12,1,"1987-12-01",2.2999999680000003,3.4999998911999999,0,1.5000000767999999,1.3999999392,0,0,0,0.79999997760000008,11.699999424000001,0,9.9999999360000008E-2,4.2999999551999997]
[1987,12,2,"1987-12-02",9.9999999360000008E-2,0,0,0,0,0,0,0,0,0,0,0,0]
[1987,12,3,"1987-12-03",0,0,0,0,0.39999998880000004,0,0,0,0,0,0,0,0]
[1987,12,4,"1987-12-04",0,9.9999999360000008E-2,0,0,0.19999999872000002,0,0,0,0,9.9999999360000008E-2,0,0,0]
[1987,12,5,"1987-12-05",0.19999999872000002,0,9.9999999360000008E-2,0,1.3999999392,0,0.30000000671999999,9.9999999360000008E-2,0,0,0,9.9999999360000008E-2,9.9999999360000008E-2]
[1987,12,6,"1987-12-06",3.1999999104000003,3.3000000479999998,0,3.4000000992000001,0.70000001280000002,0.400032,0.30000000671999999,0.60000000480000004,3.4000000992000001,3.9999999744000001,0,0,0.60000000480000004]
[1987,12,7,"1987-12-07",0,0,0,0,1.3000000176000002,0.19958399999999998,0,9.9999999360000008E-2,0,9.9999999360000008E-2,0,0,0]
[1987,12,8,"1987-12-08",1.7999999711999999,2.2000000032,0,3.5999999423999998,0.49999999680000001,0,0,0.39999998880000004,0,2.2000000032,0,0,0.70000001280000002]
[1987,12,9,"1987-12-09",0,0,0,9.9999999360000008E-2,0,0.10022399999999999,0,0,0,0,0,0,0]
[1987,12,10,"1987-12-10",0,0,0,9.9999999360000008E-2,0,0,0,0,0,0.49999999680000001,0,0,0.30000000671999999]
[1987,12,11,"1987-12-11",0,0.19999999872000002,0,9.9999999360000008E-2,0,0,0,0,0,0.90000002879999996,0,0,9.9999999360000008E-2]
[1987,12,12,"1987-12-12",0,0,0,0,0,0,0,0,0,0,0,0,0.30000000671999999]
[1987,12,13,"1987-12-13",0,0,0,0,0,0,0,0,0,0,0,0,0.90000002879999996]
[1987,12,14,"1987-12-14",0,0,0,0,0,0,0,0,0,0,0,0,0]
[1987,12,15,"1987-12-15",6.4999998720000001,3.9999999744000001,4.8000000384000003,12.699999935999999,7.9999997760000001,5.0025599999999999,5.8000000320000007,6.1000002719999999,3.5999999423999998,4.5999999360000006,4.8000000384000003,6.2999997695999994,3.8999999232000002]
[1987,12,16,"1987-12-16",2.7999998784,0.70000001280000002,0.30000000671999999,1.5000000767999999,2.2999999680000003,1.09728,2.2000000032,2.6000000352000003,1.5999999552000002,0.90000002879999996,2.499999984,3.4000000992000001,1.7000000927999999]
[1987,12,17,"1987-12-17",3.4000000992000001,1.2000000096000001,9.9999999360000008E-2,2.9000000160000003,2.7,1.20096,1.5999999552000002,3.7000000800000001,0.90000002879999996,0.70000001280000002,2.2999999680000003,3.0999998592,4.2999999551999997]
[1987,12,18,"1987-12-18",9.9999999360000008E-2,0,0,0,9.9999999360000008E-2,0,0,0,0,0,0,9.9999999360000008E-2,0]
[1987,12,19,"1987-12-19",0,0,0,0.39999998880000004,9.9999999360000008E-2,0,0,0,0,9.9999999360000008E-2,0,0,0.79999997760000008]
[1987,12,20,"1987-12-20",0,0,0,0,0,0,0,0,0,0,0,0,9.9999999360000008E-2]
[1987,12,21,"1987-12-21",0,0,0,0.19999999872000002,0.30000000671999999,0,0,0,0,0,0,0,0]
[1987,12,22,"1987-12-22",0,0,0,0,9.9999999360000008E-2,0,0,0,0,0,0,0,9.9999999360000008E-2]
[1987,12,23,"1987-12-23",0.19999999872000002,0,9.9999999360000008E-2,0,9.9999999360000008E-2,0.59961599999999993,9.9999999360000008E-2,0.49999999680000001,0,9.9999999360000008E-2,0.39999998880000004,0.30000000671999999,0]
[1987,12,24,"1987-12-24",1.3999999392,0,0.19999999872000002,2.7,0.99999999360000003,0.59961599999999993,1.3000000176000002,1.7999999711999999,0.99999999360000003,0.30000000671999999,1.1000000448,0.90000002879999996,9.9999999360000008E-2]
[1987,12,25,"1987-12-25",0.30000000671999999,0,0,0.19999999872000002,9.9999999360000008E-2,0,9.9999999360000008E-2,0,0.30000000671999999,9.9999999360000008E-2,0,0,0]
[1987,12,26,"1987-12-26",0,0,0,0,0,0,0,0.30000000671999999,0,0,0,0,9.5999999039999988]
[1987,12,27,"1987-12-27",0,0,0,9.9999999360000008E-2,0.30000000671999999,0,9.9999999360000008E-2,0,9.9999999360000008E-2,0,0,9.9999999360000008E-2,9.9999999360000008E-2]
[1987,12,28,"1987-12-28",0,0,0,0,9.9999999360000008E-2,0,0,9.9999999360000008E-2,0,0,0,0,0]
[1987,12,29,"1987-12-29",2.0999999520000001,1.3999999392,0.99999999360000003,2.6000000352000003,2.7,0.69984000000000002,1.7999999711999999,2.7,0.99999999360000003,0.49999999680000001,2.2999999680000003,3.0999998592,0]
[1987,12,30,"1987-12-30",3.0999998592,2.499999984,1.3000000176000002,6.4999998720000001,3.1999999104000003,1.39968,2.7,1.9000001088,1.7999999711999999,2.2000000032,2.4000000192000002,2.2999999680000003,3.4999998911999999]
[1987,12,31,"1987-12-31",0.30000000671999999,0,0.79999997760000008,9.9999999360000008E-2,9.9999999360000008E-2,0,0,0.19999999872000002,0,0,0.39999998880000004,0.19999999872000002,0]
[1988,1,1,"1988-01-01",4.100000112,4.5000001439999995,3.3000000479999998,8.3999998080000005,5.6999998080000003,3.3004799999999999,3.1999999104000003,9.1999998720000011,3.1999999104000003,3.7000000800000001,4.999999968,5.5999995839999999,4.9000001759999998]
[1988,1,2,"1988-01-02",6.0000001344000005,6.70000032,4.2999999551999997,4.999999968,3.4000000992000001,6.2985599999999993,4.6999999872,4.100000112,5.1000000191999995,3.8000001312,5.6999998080000003,4.6999999872,2.7999998784]
[1988,1,3,"1988-01-03",1.2000000096000001,0.99999999360000003,1.1000000448,0.79999997760000008,1.2000000096000001,1.20096,2.0999999520000001,1.7000000927999999,0.99999999360000003,0.79999997760000008,3.0999998592,1.9999999872000001,3.8999999232000002]
[1988,1,4,"1988-01-04",10.500000192,13.600000223999999,11.800000511999999,8.9000000640000003,7.0999998336000001,12.700799999999999,17.100000288,15.599999519999999,10.200000038399999,9.000000287999999,16.400000448,15.900000191999998,0.30000000671999999]
[1988,1,5,"1988-01-05",9.000000287999999,9.000000287999999,10.300000089599999,13.5,12.200000544,11.8368,9.7000001279999992,10.200000038399999,12.599999712000001,9.1999998720000011,13.100000831999999,10.999999583999999,3.9999999744000001]
[1988,1,6,"1988-01-06",4.5000001439999995,2.499999984,9.9999999360000008E-2,2.0999999520000001,2.7,0.59961599999999993,3.9999999744000001,1.2000000096000001,5.6999998080000003,3.3000000479999998,3.0999998592,3.9999999744000001,4.2999999551999997]
[1988,1,7,"1988-01-07",0,0,0,0,9.9999999360000008E-2,0,0,0,0,0,0,0,0.70000001280000002]
[1988,1,8,"1988-01-08",1.5999999552000002,1.3000000176000002,0.39999998880000004,2.4000000192000002,2.2000000032,0.59961599999999993,1.1000000448,1.2000000096000001,0.70000001280000002,1.1000000448,1.2000000096000001,1.7999999711999999,0.60000000480000004]
[1988,1,9,"1988-01-09",3.4000000992000001,2.499999984,0.70000001280000002,2.7999998784,2.0999999520000001,3.6028799999999999,3.1999999104000003,5.1000000191999995,3.3000000479999998,2.2000000032,3.8000001312,4.6999999872,0.70000001280000002]
[1988,1,10,"1988-01-10",5.8000000320000007,1.2000000096000001,1.1000000448,2.4000000192000002,3.4000000992000001,2.2031999999999998,2.2999999680000003,1.9999999872000001,2.2000000032,1.1000000448,2.6000000352000003,3.8999999232000002,1.7000000927999999]
[1988,1,11,"1988-01-11",9.9999999360000008E-2,9.9999999360000008E-2,0,0.19999999872000002,9.9999999360000008E-2,0.10022399999999999,9.9999999360000008E-2,0.19999999872000002,9.9999999360000008E-2,0,0.30000000671999999,0.39999998880000004,0]
[1988,1,12,"1988-01-12",6.1999997184,3.4999998911999999,2.0999999520000001,2.6000000352000003,4.5000001439999995,4.1040000000000001,3.0999998592,5.2000000704000007,4.5000001439999995,0.99999999360000003,5.3000002080000002,5.1000000191999995,0.70000001280000002]
[1988,1,13,"1988-01-13",18.700000416000002,9.3999999744,6.3999996479999997,12.699999935999999,12.500000352000001,11.5776,12.699999935999999,12.200000544,15.799999968,6.0000001344000005,10.999999583999999,14.100000479999999,10.200000038399999]
[1988,1,14,"1988-01-14",0.19999999872000002,9.9999999360000008E-2,0.70000001280000002,0,9.9999999360000008E-2,0,9.9999999360000008E-2,0.39999998880000004,0,0,0.19999999872000002,0.30000000671999999,0.19999999872000002]
[1988,1,15,"1988-01-15",0.39999998880000004,1.3999999392,0.49999999680000001,0.39999998880000004,0.60000000480000004,0.10022399999999999,0,9.9999999360000008E-2,9.9999999360000008E-2,0.49999999680000001,0,0,9.9999999360000008E-2]
[1988,1,16,"1988-01-16",2.2999999680000003,3.5999999423999998,0,1.9999999872000001,2.0999999520000001,0,9.9999999360000008E-2,9.9999999360000008E-2,3.8999999232000002,2.2999999680000003,9.9999999360000008E-2,0.19999999872000002,0]
[1988,1,17,"1988-01-17",0,0,0,0,0.30000000671999999,0,9.9999999360000008E-2,0,0,0,9.9999999360000008E-2,0,0.30000000671999999]
[1988,1,18,"1988-01-18",0,0,0,0,0,0,0,0,0,0,0,0,0]
[1988,1,19,"1988-01-19",7.6999999680000002,5.1000000191999995,0.70000001280000002,7.2999999359999999,6.3999996479999997,1.5983999999999998,4.100000112,2.7,6.3999996479999997,7.6000002624,2.2999999680000003,3.9999999744000001,0.19999999872000002]
[1988,1,20,"1988-01-20",2.7999998784,1.5000000767999999,3.7000000800000001,2.2999999680000003,2.0999999520000001,2.2031999999999998,1.5000000767999999,3.8000001312,1.5999999552000002,0.39999998880000004,2.7999998784,3.0000000672000002,1.1000000448]
[1988,1,21,"1988-01-21",18.399999744000002,13.200000191999999,10.200000038399999,14.100000479999999,10.999999583999999,14.688000000000001,12.200000544,16.299999360000001,12.599999712000001,7.7999998464000004,12.200000544,15.599999519999999,16.400000448]
[1988,1,22,"1988-01-22",9.9999999360000008E-2,3.5999999423999998,9.9999999360000008E-2,0.30000000671999999,0.39999998880000004,0.10022399999999999,0.39999998880000004,9.9999999360000008E-2,1.2000000096000001,2.2000000032,9.9999999360000008E-2,0.30000000671999999,5.9000002559999993]
[1988,1,23,"1988-01-23",9.5000000256000003,6.9000003359999997,4.8000000384000003,11.600000064000001,7.9999997760000001,8.7263999999999999,8.5000000320000009,13.5,6.8000001984000003,5.4,9.1999998720000011,11.600000064000001,11.300000255999999]
[1988,1,24,"1988-01-24",8.5999999103999993,7.6000002624,11.600000064000001,8.3000004480000005,8.3000004480000005,14.7744,11.600000064000001,12.699999935999999,11.200000032,8.7999998399999999,10.600000416,11.699999424000001,6.6000000959999996]
[1988,1,25,"1988-01-25",5.2000000704000007,5.4,8.1,8.3999998080000005,6.1000002719999999,7.1971200000000009,2.7999998784,10.399999967999999,5.4,3.4000000992000001,3.8000001312,5.1000000191999995,5.9000002559999993]
[1988,1,26,"1988-01-26",9.9999999360000008E-2,0.30000000671999999,0.39999998880000004,0,9.9999999360000008E-2,0.50025599999999992,9.9999999360000008E-2,0.19999999872000002,0.49999999680000001,0.39999998880000004,9.9999999360000008E-2,9.9999999360000008E-2,9.9999999360000008E-2]
[1988,1,27,"1988-01-27",18.099999936,14.899999680000001,17.199999647999999,21.399999552000001,18.099999936,25.401599999999998,16.799999616000001,19.900000511999998,16.799999616000001,16.400000448,22.299999840000002,24.299999999999997,6.8000001984000003]
[1988,1,28,"1988-01-28",25.199999424000001,18.300000384000001,9.1000005119999994,13.999999392000001,15.999999552,13.391999999999999,14.599999872,17.499999455999998,20.100000959999999,12.100000319999999,14.399999424000001,17.199999647999999,7.6000002624]
[1988,1,29,"1988-01-29",7.1999997120000003,4.4000000064,10.10000016,3.1999999104000003,2.6000000352000003,11.3184,7.4000001600000003,9.8999997120000014,7.4000001600000003,3.1999999104000003,7.2999999359999999,8.3999998080000005,6.9000003359999997]
[1988,1,30,"1988-01-30",0.90000002879999996,0,0,0.30000000671999999,0.39999998880000004,0.10022399999999999,0,0.30000000671999999,0,0,0,0,9.9999999360000008E-2]
[1988,1,31,"1988-01-31",13.600000223999999,10.600000416,6.9000003359999997,12.200000544,10.8,9.9359999999999999,8.6999999615999997,13.40000064,10.8,6.1000002719999999,12.100000319999999,15.200000352,7.2999999359999999]
[1988,2,1,"1988-02-01",9.999999936,9.8999997120000014,3.1999999104000003,3.8000001312,5.6999998080000003,1.7971200000000001,5.2000000704000007,2.2000000032,6.3999996479999997,7.8999998976000008,3.9999999744000001,5.6999998080000003,0]
[1988,2,2,"1988-02-02",0.79999997760000008,1.1000000448,0.19999999872000002,1.9999999872000001,1.2000000096000001,0.10022399999999999,0.90000002879999996,0.39999998880000004,0.79999997760000008,0.99999999360000003,0.60000000480000004,0.99999999360000003,0]
[1988,2,3,"1988-02-03",3.8000001312,3.1999999104000003,3.0999998592,3.9999999744000001,3.5999999423999998,4.0003200000000003,3.5999999423999998,6.1000002719999999,3.4000000992000001,2.6000000352000003,5.1000000191999995,6.1000002719999999,0.99999999360000003]
[1988,2,4,"1988-02-04",1.3000000176000002,1.2000000096000001,0.99999999360000003,1.5999999552000002,0.99999999360000003,2.2031999999999998,1.3999999392,4.1999999040000002,1.3999999392,0.49999999680000001,2.4000000192000002,2.2999999680000003,5.3000002080000002]
[1988,2,5,"1988-02-05",10.899999360000001,7.0999998336000001,2.6000000352000003,17.400000095999999,15.799999968,3.1967999999999996,3.8000001312,4.100000112,6.1000002719999999,13.600000223999999,3.0000000672000002,3.8999999232000002,0.49999999680000001]
[1988,2,6,"1988-02-06",0,0,0,0,9.9999999360000008E-2,0,0,0,0,0,0,0,0]
[1988,2,7,"1988-02-07",8.5000000320000009,4.100000112,6.1000002719999999,6.1000002719999999,4.999999968,9.5039999999999996,12.200000544,13.40000064,7.9999997760000001,5.6999998080000003,9.5000000256000003,11.099999808,5.9000002559999993]
[1988,2,8,"1988-02-08",3.4999998911999999,3.3000000479999998,2.9000000160000003,3.8000001312,3.3000000479999998,3.1017600000000001,4.100000112,5.3000002080000002,3.4999998911999999,1.9000001088,4.2999999551999997,5.1000000191999995,2.0999999520000001]
[1988,2,9,"1988-02-09",1.5999999552000002,0,0.39999998880000004,0.49999999680000001,9.9999999360000008E-2,0.10022399999999999,0.49999999680000001,0.39999998880000004,0.19999999872000002,0,0.49999999680000001,0.60000000480000004,0]
[1988,2,10,"1988-02-10",6.4999998720000001,3.9999999744000001,1.9000001088,8.5000000320000009,7.5000003840000007,1.70208,2.0999999520000001,1.3999999392,3.4999998911999999,3.0000000672000002,2.2000000032,3.7000000800000001,0]
[1988,2,11,"1988-02-11",0,0,0,0,0,0,0,9.9999999360000008E-2,0,0,0,0,0]
[1988,2,12,"1988-02-12",0,0,0,0,9.9999999360000008E-2,0,0,0.30000000671999999,0,0,0,0,0]
[1988,2,13,"1988-02-13",2.4000000192000002,0.49999999680000001,0.99999999360000003,0.99999999360000003,1.9999999872000001,2.6006399999999998,1.7999999711999999,4.5999999360000006,1.3999999392,0,5.3000002080000002,7.6999999680000002,2.7]
[1988,2,14,"1988-02-14",0,0,0,0,0,0,0,0.19999999872000002,0,0,0,0,0]
[1988,2,15,"1988-02-15",0,0,0,0,0,0,0,0,0,0,0,0,0.30000000671999999]
[1988,2,16,"1988-02-16",0,0,0,0,0,0,0,0,0,0,0,0,0]
[1988,2,17,"1988-02-17",0,0,0,0,0,0,0,0,0,0,0,0,0]
[1988,2,18,"1988-02-18",0,0,0,0,0,0,0,0,0,0,0,0,0]
[1988,2,19,"1988-02-19",0,0,0,0,0,0,0,0,0,0,0,0,0]
[1988,2,20,"1988-02-20",0,0,0,0,0,0,0,0,0,0,0,0,0]
[1988,2,21,"1988-02-21",0,0,9.9999999360000008E-2,0,0,0,0,9.9999999360000008E-2,0,0,0,9.9999999360000008E-2,0]
[1988,2,22,"1988-02-22",0,0,0,0,0,0,0,0,0,0,0,0,0.60000000480000004]
[1988,2,23,"1988-02-23",0.90000002879999996,0,0,0.60000000480000004,1.5999999552000002,0,0,0,0,0.49999999680000001,0,0,11.200000032]
[1988,2,24,"1988-02-24",2.2999999680000003,0.99999999360000003,0.60000000480000004,3.5999999423999998,0.99999999360000003,0.19958399999999998,9.9999999360000008E-2,0.19999999872000002,2.6000000352000003,1.7000000927999999,0.30000000671999999,0.30000000671999999,1.3999999392]
[1988,2,25,"1988-02-25",9.9999999360000008E-2,0,0,0.60000000480000004,0.30000000671999999,0,0,0,0.19999999872000002,9.9999999360000008E-2,0,0,0.79999997760000008]
[1988,2,26,"1988-02-26",0,0,0,0,0,0,0,0,0,0,0,0,0]
[1988,2,27,"1988-02-27",0.49999999680000001,0,0.30000000671999999,0.90000002879999996,0.70000001280000002,0,0,0,0.30000000671999999,9.9999999360000008E-2,0,9.9999999360000008E-2,0.39999998880000004]
[1988,2,28,"1988-02-28",0.30000000671999999,0,1.7999999711999999,0.30000000671999999,1.2000000096000001,1.5983999999999998,2.2999999680000003,0.99999999360000003,0.30000000671999999,9.9999999360000008E-2,0.90000002879999996,0.49999999680000001,5.5999995839999999]
[1988,2,29,"1988-02-29",0,0,0,0,0,0,0,0,0,0,0,0,6.0000001344000005]
[1988,3,1,"1988-03-01",0,0,0,0,0,0,0,0,0,0,0,0,4.1999999040000002]
[1988,3,2,"1988-03-02",9.9999999360000008E-2,9.9999999360000008E-2,0.19999999872000002,1.9000001088,9.9999999360000008E-2,0.19958399999999998,0.70000001280000002,1.5000000767999999,0.39999998880000004,0,0.60000000480000004,0.79999997760000008,0.49999999680000001]
[1988,3,3,"1988-03-03",3.1999999104000003,2.2000000032,3.7000000800000001,7.6999999680000002,4.6999999872,5.2963199999999997,2.2000000032,3.3000000479999998,2.7,5.2000000704000007,4.1999999040000002,4.5999999360000006,2.2999999680000003]
[1988,3,4,"1988-03-04",0,0,0,9.9999999360000008E-2,0.79999997760000008,0,0,0,9.9999999360000008E-2,0,0,0,0.90000002879999996]
[1988,3,5,"1988-03-05",0,0.49999999680000001,0,9.9999999360000008E-2,0.19999999872000002,0,0,0,0.19999999872000002,0.90000002879999996,0,0,1.5999999552000002]
[1988,3,6,"1988-03-06",0.19999999872000002,0.30000000671999999,0,9.9999999360000008E-2,0.70000001280000002,0.29980799999999996,1.3000000176000002,0.99999999360000003,0.30000000671999999,0.19999999872000002,0.70000001280000002,0.90000002879999996,2.2999999680000003]
[1988,3,7,"1988-03-07",0.49999999680000001,0,0,0,0,0,0,0,0,0,0,0,0.39999998880000004]
[1988,3,8,"1988-03-08",0,0,0,0.30000000671999999,0,0,0,9.9999999360000008E-2,0,0.79999997760000008,9.9999999360000008E-2,0,0]
[1988,3,9,"1988-03-09",9.9999999360000008E-2,0,0.70000001280000002,0.39999998880000004,0.49999999680000001,0.59961599999999993,0.70000001280000002,1.7999999711999999,0.19999999872000002,9.9999999360000008E-2,1.3000000176000002,1.5999999552000002,0.19999999872000002]
[1988,3,10,"1988-03-10",0,0,0,0,0,0,0,0,0,0,9.9999999360000008E-2,0,0]
[1988,3,11,"1988-03-11",0,0,0,0,0,0,0,0,0,0,0,0,3.4999998911999999]
[1988,3,12,"1988-03-12",2.6000000352000003,3.0999998592,0.99999999360000003,3.0000000672000002,2.7,0.69984000000000002,0.30000000671999999,9.9999999360000008E-2,2.7,4.8000000384000003,9.9999999360000008E-2,0.19999999872000002,2.2000000032]
[1988,3,13,"1988-03-13",3.8000001312,6.1999997184,9.8999997120000014,3.8000001312,2.499999984,8.3980800000000002,4.5000001439999995,3.8000001312,4.8000000384000003,7.6000002624,3.9999999744000001,3.4000000992000001,5.4]
[1988,3,14,"1988-03-14",5.6999998080000003,3.5999999423999998,3.8000001312,3.5999999423999998,4.2999999551999997,4.5014399999999997,4.6999999872,5.8000000320000007,3.4999998911999999,3.1999999104000003,4.8000000384000003,4.999999968,6.8000001984000003]
[1988,3,15,"1988-03-15",9.3000000959999998,7.2999999359999999,5.2000000704000007,7.1999997120000003,6.2999997695999994,5.7024000000000008,4.9000001759999998,7.4000001600000003,5.4999997056000005,4.100000112,5.9000002559999993,6.6000000959999996,3.7000000800000001]
[1988,3,16,"1988-03-16",0.60000000480000004,0.70000001280000002,0,0.19999999872000002,0.39999998880000004,0.29980799999999996,0.60000000480000004,0.39999998880000004,0.39999998880000004,0,0.39999998880000004,0.90000002879999996,0]
[1988,3,17,"1988-03-17",9.9999999360000008E-2,0,0,0,0.49999999680000001,0.19958399999999998,1.1000000448,1.3000000176000002,9.9999999360000008E-2,0,1.3999999392,1.5000000767999999,0]
[1988,3,18,"1988-03-18",8.3999998080000005,5.4,6.1000002719999999,6.70000032,6.3999996479999997,7.1020800000000008,7.6000002624,8.1,5.5999995839999999,4.9000001759999998,6.9999997823999998,7.2999999359999999,3.4999998911999999]
[1988,3,19,"1988-03-19",7.7999998464000004,5.5999995839999999,1.5999999552000002,8.1,5.8000000320000007,3.3004799999999999,4.5000001439999995,4.9000001759999998,5.4999997056000005,3.8999999232000002,5.4999997056000005,7.8999998976000008,1.9000001088]
[1988,3,20,"1988-03-20",13.200000191999999,8.1,8.5000000320000009,11.500000704,9.5999999039999988,7.4995199999999995,8.2000002240000001,9.000000287999999,7.8999998976000008,6.0000001344000005,8.5999999103999993,11.099999808,11.800000511999999]
[1988,3,21,"1988-03-21",0,0,0,0.39999998880000004,9.9999999360000008E-2,0,0.19999999872000002,0,0.39999998880000004,0,0,0.30000000671999999,1.5000000767999999]
[1988,3,22,"1988-03-22",1.3000000176000002,1.2000000096000001,0.39999998880000004,1.9000001088,1.7000000927999999,0.400032,1.5000000767999999,2.2000000032,0.79999997760000008,1.5999999552000002,1.3000000176000002,1.1000000448,4.8000000384000003]
[1988,3,23,"1988-03-23",1.3000000176000002,9.9999999360000008E-2,0,1.2000000096000001,1.3000000176000002,0,0.30000000671999999,0.49999999680000001,0.70000001280000002,1.5000000767999999,0.19999999872000002,0.60000000480000004,1.2000000096000001]
[1988,3,24,"1988-03-24",3.1999999104000003,1.7000000927999999,5.8000000320000007,6.9000003359999997,4.2999999551999997,5.2012799999999997,5.2000000704000007,7.8999998976000008,2.4000000192000002,2.2999999680000003,5.1000000191999995,4.9000001759999998,10.8]
[1988,3,25,"1988-03-25",1.3000000176000002,0.30000000671999999,0.60000000480000004,0.99999999360000003,0.49999999680000001,0.800064,0.79999997760000008,1.5999999552000002,0.70000001280000002,0.30000000671999999,0.19999999872000002,0.99999999360000003,0.70000001280000002]
[1988,3,26,"1988-03-26",0,0,0,9.9999999360000008E-2,0,0,0,9.9999999360000008E-2,0.19999999872000002,0,0,0,0.60000000480000004]
[1988,3,27,"1988-03-27",0.19999999872000002,0,9.9999999360000008E-2,9.9999999360000008E-2,9.9999999360000008E-2,0,0,0,0,0,0,9.9999999360000008E-2,1.1000000448]
[1988,3,28,"1988-03-28",1.3999999392,0.90000002879999996,0.39999998880000004,3.4000000992000001,3.0999998592,1.9008,1.7999999711999999,3.8999999232000002,0.60000000480000004,0.79999997760000008,2.0999999520000001,2.2999999680000003,0.39999998880000004]
[1988,3,29,"1988-03-29",18.000000575999998,26.300001024,8.9000000640000003,23.60000016,22.600000511999998,8.1043199999999995,8.5999999103999993,12.200000544,16.600000896000001,16.099999776000001,8.2000002240000001,9.3000000959999998,4.5999999360000006]
[1988,3,30,"1988-03-30",13.600000223999999,17.800000128000001,3.4999998911999999,9.7000001279999992,7.5000003840000007,5.0025599999999999,3.4000000992000001,0.90000002879999996,13.299999551999999,16.2,1.5000000767999999,2.0999999520000001,6.9999997823999998]
[1988,3,31,"1988-03-31",0.19999999872000002,0,0,0,9.9999999360000008E-2,0.19958399999999998,0,0,0.49999999680000001,0,0,9.9999999360000008E-2,9.9999999360000008E-2]
[1988,4,1,"1988-04-01",0,0,0,0,0,0,0,0,0,0,0,0,0]
[1988,4,2,"1988-04-02",9.9999999360000008E-2,0,0,0,0,0,0,0,0,0,0,0,0]
[1988,4,3,"1988-04-03",0,0,0,0,0,0,0,0,0,0,0,0,0]
[1988,4,4,"1988-04-04",0,0,0,0,0,0,0,0,0,0,0,0,0]
[1988,4,5,"1988-04-05",0,0,0,0,0,0,0,0,0,0,0,0,0]
[1988,4,6,"1988-04-06",0,0,0,0,0,0,0,0,0,0,0,0,0]
[1988,4,7,"1988-04-07",0,0,0,0,0.49999999680000001,0,0,0,0,0,0,0,0]
[1988,4,8,"1988-04-08",1.1000000448,0.79999997760000008,1.5000000767999999,1.5999999552000002,0.30000000671999999,2.0995200000000001,1.5000000767999999,1.5000000767999999,1.3999999392,1.7000000927999999,1.2000000096000001,1.3000000176000002,2.7]
[1988,4,9,"1988-04-09",9.9999999360000008E-2,0.39999998880000004,0.90000002879999996,0.49999999680000001,0.49999999680000001,0.89856000000000003,0.70000001280000002,1.3999999392,0.70000001280000002,9.9999999360000008E-2,0.79999997760000008,1.5000000767999999,0]
[1988,4,10,"1988-04-10",0,0,0,0,0,0,0,0,0,0,0,0,0]
[1988,4,11,"1988-04-11",0,0,0,0,0,0,0,0,0,0,0,0,0]
[1988,4,12,"1988-04-12",0,0,0,0,0,0,0,0,0,0,0,0,0]
[1988,4,13,"1988-04-13",0,0,0,0,0,0,0,0,0,0,0,0,0]
[1988,4,14,"1988-04-14",0,0,0,0,0,0,0,0,0,0,0,0,0]
[1988,4,15,"1988-04-15",6.3999996479999997,3.3000000479999998,0.70000001280000002,6.4999998720000001,8.1,2.2982399999999998,4.999999968,6.1000002719999999,3.0000000672000002,4.8000000384000003,5.5999995839999999,5.8000000320000007,0.30000000671999999]
[1988,4,16,"1988-04-16",0.79999997760000008,0.19999999872000002,0.70000001280000002,0.99999999360000003,1.2000000096000001,1.7971200000000001,1.5000000767999999,3.1999999104000003,9.9999999360000008E-2,9.9999999360000008E-2,2.2999999680000003,3.4000000992000001,0.79999997760000008]
[1988,4,17,"1988-04-17",0,0,0,0.19999999872000002,9.9999999360000008E-2,0,0,0,0,0,0,9.9999999360000008E-2,0]
[1988,4,18,"1988-04-18",12.299999904,12.000000096000001,5.4,1.5999999552000002,2.2999999680000003,10.368,13.299999551999999,7.6999999680000002,4.6999999872,11.099999808,8.5000000320000009,11.399999616000001,0.99999999360000003]
[1988,4,19,"1988-04-19",14.599999872,16.999999200000001,5.1000000191999995,20.399999904000001,27.300000671999999,5.2012799999999997,6.70000032,4.1999999040000002,16.400000448,18.599999327999999,4.5000001439999995,5.1000000191999995,12.399999264]
[1988,4,20,"1988-04-20",0,0,0,0,0,0,0,0,0,0,0,0,0]
[1988,4,21,"1988-04-21",0,0,0,0,0,0,0,0,0,0,9.9999999360000008E-2,0,0.19999999872000002]
[1988,4,22,"1988-04-22",0,0,0,0,0,0,0,0,9.9999999360000008E-2,0,0,0,0]
[1988,4,23,"1988-04-23",0,0,0,0,0,0,0,0,0,0,0,0,0]
[1988,4,24,"1988-04-24",0,0,0,0,0,0,0,0,0,0,0,0,0]
[1988,4,25,"1988-04-25",0,0,0,0,0,0,0,0,0,0,0,0,9.9999999360000008E-2]
[1988,4,26,"1988-04-26",3.1999999104000003,0.70000001280000002,0.19999999872000002,0,9.9999999360000008E-2,1.39968,1.5999999552000002,0,0.90000002879999996,0.19999999872000002,9.9999999360000008E-2,0.19999999872000002,9.000000287999999]
[1988,4,27,"1988-04-27",2.499999984,10.399999967999999,0,1.3999999392,9.9999999360000008E-2,1.9008,3.7000000800000001,4.5000001439999995,7.7999998464000004,2.4000000192000002,2.499999984,8.9000000640000003,2.7999998784]
[1988,4,28,"1988-04-28",0.19999999872000002,0,0,3.4000000992000001,0,0,9.9999999360000008E-2,0,0.30000000671999999,0,9.9999999360000008E-2,9.9999999360000008E-2,0.70000001280000002]
[1988,4,29,"1988-04-29",0.49999999680000001,0,0.90000002879999996,1.3000000176000002,0.19999999872000002,0.800064,0.70000001280000002,0.39999998880000004,1.3000000176000002,0.99999999360000003,9.9999999360000008E-2,0.30000000671999999,0.49999999680000001]
[1988,4,30,"1988-04-30",4.9000001759999998,9.9999999360000008E-2,1.7000000927999999,1.1000000448,2.7,2.2982399999999998,2.7,3.8999999232000002,2.4000000192000002,1.2000000096000001,3.0000000672000002,3.9999999744000001,9.9999999360000008E-2]
[1988,5,1,"1988-05-01",9.9999999360000008E-2,0,2.0999999520000001,1.3999999392,0.60000000480000004,1.7971200000000001,0.79999997760000008,1.5000000767999999,9.9999999360000008E-2,9.9999999360000008E-2,0.90000002879999996,1.5000000767999999,0.90000002879999996]
[1988,5,2,"1988-05-02",1.3999999392,3.5999999423999998,0,2.2999999680000003,2.7999998784,0.10022399999999999,0.30000000671999999,0.49999999680000001,0.39999998880000004,1.5999999552000002,0.70000001280000002,0.60000000480000004,3.3000000479999998]
[1988,5,3,"1988-05-03",2.4000000192000002,4.5000001439999995,1.2000000096000001,1.3000000176000002,0.90000002879999996,3.4992000000000001,3.8000001312,5.3000002080000002,3.5999999423999998,1.3000000176000002,4.4000000064,5.1000000191999995,3.0999998592]
[1988,5,4,"1988-05-04",9.9999999360000008E-2,0,2.9000000160000003,1.2000000096000001,0.39999998880000004,3.6028799999999999,0.30000000671999999,2.2000000032,0.79999997760000008,9.9999999360000008E-2,1.1000000448,1.2000000096000001,5.3000002080000002]
[1988,5,5,"1988-05-05",0,0,0,0,0,0,0,0,0,0,0,0,0]
[1988,5,6,"1988-05-06",0,0,0,0,0,0,0,0,0,0,0,0,0]
[1988,5,7,"1988-05-07",12.200000544,6.1999997184,15.100000128,8.6999999615999997,17.199999647999999,22.204800000000002,14.100000479999999,6.8000001984000003,15.900000191999998,5.3000002080000002,6.9000003359999997,7.0999998336000001,3.1999999104000003]
[1988,5,8,"1988-05-08",0,0.19999999872000002,9.9999999360000008E-2,0.60000000480000004,9.9999999360000008E-2,0.10022399999999999,0,0,0,1.2000000096000001,9.9999999360000008E-2,9.9999999360000008E-2,2.499999984]
[1988,5,9,"1988-05-09",0.19999999872000002,9.9999999360000008E-2,0,9.9999999360000008E-2,0.60000000480000004,0,0,0,0.30000000671999999,0,0,0,0]
[1988,5,10,"1988-05-10",0,0,0,9.9999999360000008E-2,0,0,0,0,0,0.49999999680000001,0,0,0]
[1988,5,11,"1988-05-11",2.6000000352000003,3.5999999423999998,2.9000000160000003,3.4000000992000001,2.4000000192000002,2.4969600000000001,2.6000000352000003,4.2999999551999997,3.3000000479999998,2.2000000032,3.9999999744000001,4.100000112,9.9999999360000008E-2]
[1988,5,12,"1988-05-12",0,0,0,0,0,0,0,9.9999999360000008E-2,0,0,9.9999999360000008E-2,9.9999999360000008E-2,0]
[1988,5,13,"1988-05-13",0,0,0,9.9999999360000008E-2,9.9999999360000008E-2,0,0,0,0,0,0,0,0]
[1988,5,14,"1988-05-14",0,0,0,0,0,0,0,0,0,0,0,0,0]
[1988,5,15,"1988-05-15",0,0,0,0,0,0,0,0,0,0,0,0,0]
[1988,5,16,"1988-05-16",0.70000001280000002,2.499999984,0,0,0,0,0,0,0.90000002879999996,0,0,0,0]
[1988,5,17,"1988-05-17",2.2999999680000003,2.6000000352000003,1.7000000927999999,9.9999999360000008E-2,0,1.5983999999999998,2.4000000192000002,0.99999999360000003,2.7999998784,2.2999999680000003,0.99999999360000003,2.9000000160000003,0]
[1988,5,18,"1988-05-18",0.30000000671999999,0.60000000480000004,0.30000000671999999,0,0.19999999872000002,0.89856000000000003,0.90000002879999996,2.2000000032,0.30000000671999999,0,0.99999999360000003,1.1000000448,9.9999999360000008E-2]
[1988,5,19,"1988-05-19",0,0,0,0,0,0,0.49999999680000001,0.79999997760000008,0,9.9999999360000008E-2,0.60000000480000004,0.19999999872000002,0]
[1988,5,20,"1988-05-20",1.2000000096000001,0.39999998880000004,0,0.19999999872000002,0.49999999680000001,0,0,0.19999999872000002,0,0,0,0,9.9999999360000008E-2]
[1988,5,21,"1988-05-21",0,0,0,0,0,0,0,0,0,0,0,0,9.9999999360000008E-2]
[1988,5,22,"1988-05-22",0,0,0,0,0,0,0,0,0,0,0,0,0]
[1988,5,23,"1988-05-23",3.4999998911999999,2.9000000160000003,2.0999999520000001,2.0999999520000001,1.9000001088,2.6006399999999998,3.9999999744000001,3.1999999104000003,3.1999999104000003,0.39999998880000004,4.100000112,4.8000000384000003,0.70000001280000002]
[1988,5,24,"1988-05-24",0,0,0,0,0,0,0,0,0,0,0,0,0]
[1988,5,25,"1988-05-25",9.999999936,6.2999997695999994,2.4000000192000002,5.6999998080000003,4.999999968,5.0025599999999999,6.1000002719999999,2.7,7.6999999680000002,4.1999999040000002,3.0000000672000002,2.7999998784,2.0999999520000001]
[1988,5,26,"1988-05-26",1.3999999392,0.19999999872000002,0.49999999680000001,0.19999999872000002,1.1000000448,1.09728,0.60000000480000004,0.30000000671999999,1.2000000096000001,0,0.39999998880000004,0.49999999680000001,9.9999999360000008E-2]
[1988,5,27,"1988-05-27",0,0,0,0,0,0,0,0,0,0,0,0,0]
[1988,5,28,"1988-05-28",6.2999997695999994,2.7,2.0999999520000001,5.6999998080000003,5.4999997056000005,4.1990400000000001,3.5999999423999998,4.5000001439999995,3.4000000992000001,6.6000000959999996,3.8999999232000002,4.9000001759999998,0]
[1988,5,29,"1988-05-29",1.7000000927999999,2.2000000032,1.9000001088,3.4000000992000001,3.0000000672000002,2.2982399999999998,3.9999999744000001,4.4000000064,2.4000000192000002,2.0999999520000001,3.5999999423999998,4.6999999872,2.7]
[1988,5,30,"1988-05-30",8.3999998080000005,4.9000001759999998,7.8999998976000008,16.600000896000001,11.399999616000001,5.2963199999999997,3.7000000800000001,5.2000000704000007,4.9000001759999998,7.0999998336000001,3.5999999423999998,5.2000000704000007,1.9000001088]
[1988,5,31,"1988-05-31",0.70000001280000002,0.19999999872000002,0.39999998880000004,0.19999999872000002,9.9999999360000008E-2,1.09728,9.9999999360000008E-2,0.70000001280000002,0.30000000671999999,9.9999999360000008E-2,9.9999999360000008E-2,0,2.499999984]
[1988,6,1,"1988-06-01",0.30000000671999999,0,0,0.39999998880000004,0.49999999680000001,0.400032,0.30000000671999999,0.39999998880000004,0,0,0,0,9.9999999360000008E-2]
[1988,6,2,"1988-06-02",9.9999999360000008E-2,0,0,9.9999999360000008E-2,0,0,0,9.9999999360000008E-2,0,0,0,9.9999999360000008E-2,1.9999999872000001]
[1988,6,3,"1988-06-03",0.19999999872000002,0,0.70000001280000002,0,9.9999999360000008E-2,1.5983999999999998,0.19999999872000002,0.70000001280000002,9.9999999360000008E-2,0,0,0,5.8000000320000007]
[1988,6,4,"1988-06-04",1.7999999711999999,0.39999998880000004,2.499999984,11.600000064000001,6.70000032,2.2031999999999998,1.7000000927999999,2.4000000192000002,4.1999999040000002,3.0999998592,1.9000001088,1.3000000176000002,0.60000000480000004]
[1988,6,5,"1988-06-05",0.79999997760000008,0,0.19999999872000002,3.1999999104000003,0.90000002879999996,0.10022399999999999,9.9999999360000008E-2,2.7999998784,1.3999999392,9.9999999360000008E-2,0.99999999360000003,1.5000000767999999,0]
[1988,6,6,"1988-06-06",0,0,0,0,0,0,0,0,0,0,0,0,0]
[1988,6,7,"1988-06-07",0,0,1.2000000096000001,0,0,0.400032,9.9999999360000008E-2,0.30000000671999999,0.30000000671999999,0.30000000671999999,0,0,4.2999999551999997]
[1988,6,8,"1988-06-08",0,0.19999999872000002,4.5999999360000006,0,0,1.39968,0,0.30000000671999999,9.9999999360000008E-2,0,0,0,7.7999998464000004]
[1988,6,9,"1988-06-09",0,0,0.99999999360000003,0,0,0.800064,0,9.9999999360000008E-2,0.90000002879999996,0.49999999680000001,9.9999999360000008E-2,0.19999999872000002,0.90000002879999996]
[1988,6,10,"1988-06-10",0,0,0.30000000671999999,0,0,0.19958399999999998,9.9999999360000008E-2,0,0,0,0.19999999872000002,0.49999999680000001,0]
[1988,6,11,"1988-06-11",0,0,0,0,0,0,0,0,0,0,0,0,0]
[1988,6,12,"1988-06-12",0,0,0,0,9.9999999360000008E-2,0,0,9.9999999360000008E-2,0,0,0,0,0]
[1988,6,13,"1988-06-13",0,0,0,0,0,0,0,0,0,0,0,0,0]
[1988,6,14,"1988-06-14",0,0,0,0,0,0,0,0,0,0,0,0,0]
[1988,6,15,"1988-06-15",0,0,0,0,0,0,0,0,0,0,0,0,0]
[1988,6,16,"1988-06-16",0,0,0,0,9.9999999360000008E-2,0,0,0,9.9999999360000008E-2,0,0,0,0]
[1988,6,17,"1988-06-17",0,0,0,0,0,0,0,0,0,0,0,0,0]
[1988,6,18,"1988-06-18",0,0,0,0,0,0,0,0,0.30000000671999999,0,0,0,0]
[1988,6,19,"1988-06-19",0,0,0,0,0,0,0,0.19999999872000002,0,0,0,0,0]
[1988,6,20,"1988-06-20",0,2.7999998784,0,0.90000002879999996,0,0,9.9999999360000008E-2,0,0.70000001280000002,3.9999999744000001,0,0,0.99999999360000003]
[1988,6,21,"1988-06-21",0,0,0,0,0,0,0,0,0,0,0,0,0.30000000671999999]
[1988,6,22,"1988-06-22",0,0,0,0,0,0,0,0,0,0,0,0,0]
[1988,6,23,"1988-06-23",0,0,0,0.90000002879999996,1.1000000448,0,0,0,0,0.39999998880000004,0,0,0]
[1988,6,24,"1988-06-24",0,9.9999999360000008E-2,0,0,0.30000000671999999,0,0,0,0,9.9999999360000008E-2,0,0,0]
[1988,6,25,"1988-06-25",0.30000000671999999,9.9999999360000008E-2,0,0,0,0.19958399999999998,9.9999999360000008E-2,0,0,0,0,0,0]
[1988,6,26,"1988-06-26",0.49999999680000001,1.5000000767999999,0,9.9999999360000008E-2,0,0.10022399999999999,0,0,1.3000000176000002,0.30000000671999999,0,0,0.49999999680000001]
[1988,6,27,"1988-06-27",0.39999998880000004,3.4000000992000001,4.2999999551999997,0.70000001280000002,0.90000002879999996,5.5036800000000001,4.2999999551999997,7.5000003840000007,3.8999999232000002,0.99999999360000003,3.8999999232000002,4.999999968,5.2000000704000007]
[1988,6,28,"1988-06-28",0.19999999872000002,0,0.39999998880000004,0.60000000480000004,0.30000000671999999,0.800064,9.9999999360000008E-2,1.1000000448,0.70000001280000002,0.70000001280000002,0.19999999872000002,9.9999999360000008E-2,0.39999998880000004]
[1988,6,29,"1988-06-29",0,0,0,0,0,0,0,0,0,0,0,0,0]
[1988,6,30,"1988-06-30",2.6000000352000003,3.0999998592,0.30000000671999999,3.5999999423999998,5.4,0,1.5000000767999999,2.4000000192000002,0.19999999872000002,1.2000000096000001,2.6000000352000003,3.9999999744000001,9.9999999360000008E-2]
[1988,7,1,"1988-07-01",5.6999998080000003,4.1999999040000002,3.4000000992000001,5.1000000191999995,6.0000001344000005,3.6979199999999999,6.2999997695999994,3.5999999423999998,8.1,5.4,3.1999999104000003,6.9999997823999998,5.2000000704000007]
[1988,7,2,"1988-07-02",10.300000089599999,4.999999968,0.39999998880000004,2.499999984,1.3000000176000002,1.00224,2.7999998784,2.499999984,0.39999998880000004,2.7999998784,2.2999999680000003,3.8999999232000002,5.3000002080000002]
[1988,7,3,"1988-07-03",12.599999712000001,6.2999997695999994,4.9000001759999998,8.2000002240000001,6.4999998720000001,12.009599999999999,11.899999871999999,16.099999776000001,13.999999392000001,4.999999968,13.299999551999999,19.099999583999999,5.4]
[1988,7,4,"1988-07-04",0.49999999680000001,0.99999999360000003,1.9999999872000001,0,9.9999999360000008E-2,2.7993600000000001,3.9999999744000001,3.4999998911999999,0.60000000480000004,0.30000000671999999,2.499999984,3.8999999232000002,5.2000000704000007]
[1988,7,5,"1988-07-05",3.1999999104000003,1.1000000448,5.1000000191999995,0,0,4.1040000000000001,1.5999999552000002,1.3000000176000002,0.60000000480000004,0,1.2000000096000001,2.4000000192000002,1.2000000096000001]
[1988,7,6,"1988-07-06",9.9999999360000008E-2,0,2.2999999680000003,0.99999999360000003,0.19999999872000002,4.5014399999999997,1.5999999552000002,2.0999999520000001,9.9999999360000008E-2,0,1.3999999392,2.2000000032,5.4]
[1988,7,7,"1988-07-07",0.79999997760000008,0,0.70000001280000002,0.39999998880000004,0.39999998880000004,0.400032,9.9999999360000008E-2,0.99999999360000003,0.19999999872000002,0,0.39999998880000004,0.70000001280000002,0.90000002879999996]
[1988,7,8,"1988-07-08",0,9.9999999360000008E-2,0,9.9999999360000008E-2,0.19999999872000002,0.59961599999999993,2.499999984,1.2000000096000001,0.49999999680000001,0.30000000671999999,1.5000000767999999,1.5000000767999999,1.3000000176000002]
[1988,7,9,"1988-07-09",0,0,0,0,0,0,0,0,0,0,0,0,0]
[1988,7,10,"1988-07-10",2.6000000352000003,1.9000001088,0.79999997760000008,3.4999998911999999,3.4999998911999999,1.296,0.99999999360000003,1.9000001088,1.5999999552000002,1.9999999872000001,1.9999999872000001,2.0999999520000001,2.9000000160000003]
[1988,7,11,"1988-07-11",0,0,0.49999999680000001,0,0,0.10022399999999999,0.49999999680000001,0.19999999872000002,9.9999999360000008E-2,0,0.39999998880000004,0.39999998880000004,0.70000001280000002]
[1988,7,12,"1988-07-12",1.9999999872000001,1.2000000096000001,1.9000001088,2.0999999520000001,1.5000000767999999,1.5983999999999998,1.7999999711999999,1.9999999872000001,1.7000000927999999,1.3000000176000002,1.7000000927999999,1.5999999552000002,4.2999999551999997]
[1988,7,13,"1988-07-13",0.30000000671999999,0,1.2000000096000001,9.9999999360000008E-2,0.19999999872000002,0.400032,0.19999999872000002,0.79999997760000008,9.9999999360000008E-2,0.19999999872000002,1.3000000176000002,2.0999999520000001,8.9000000640000003]
[1988,7,14,"1988-07-14",2.2999999680000003,0.60000000480000004,0.70000001280000002,0.49999999680000001,1.1000000448,1.296,1.9000001088,1.7999999711999999,3.9999999744000001,0.19999999872000002,1.2000000096000001,1.3999999392,11.399999616000001]
[1988,7,15,"1988-07-15",4.100000112,9.000000287999999,1.2000000096000001,6.1999997184,5.4,1.09728,1.7000000927999999,2.6000000352000003,1.7999999711999999,0.30000000671999999,1.1000000448,2.2000000032,9.9999999360000008E-2]
[1988,7,16,"1988-07-16",13.299999551999999,13.299999551999999,8.5000000320000009,11.200000032,16.099999776000001,9.4176000000000002,9.1999998720000011,7.6000002624,9.7000001279999992,8.9000000640000003,10.600000416,11.899999871999999,2.7999998784]
[1988,7,17,"1988-07-17",0.70000001280000002,2.499999984,0.70000001280000002,0.60000000480000004,0.60000000480000004,0.89856000000000003,0.60000000480000004,0.30000000671999999,1.7999999711999999,0.39999998880000004,0.19999999872000002,0.19999999872000002,9.9999999360000008E-2]
[1988,7,18,"1988-07-18",0,0,0,0,0,0,0,0,0,0,0,0,0]
[1988,7,19,"1988-07-19",0,0,0,0,0,0,0,0,0,0,0,0,9.9999999360000008E-2]
[1988,7,20,"1988-07-20",0,0,0,0,0,0.10022399999999999,0,9.9999999360000008E-2,9.9999999360000008E-2,0,9.9999999360000008E-2,0,9.9999999360000008E-2]
[1988,7,21,"1988-07-21",2.9000000160000003,2.2999999680000003,4.2999999551999997,2.4000000192000002,2.499999984,7.3007999999999997,6.1000002719999999,9.5999999039999988,3.4000000992000001,1.9999999872000001,5.5999995839999999,6.1000002719999999,31.999999968000001]
[1988,7,22,"1988-07-22",3.1999999104000003,2.4000000192000002,3.8000001312,3.7000000800000001,2.6000000352000003,6.9984000000000002,5.1000000191999995,9.1999998720000011,3.4000000992000001,0.39999998880000004,5.9000002559999993,7.8999998976000008,6.1000002719999999]
[1988,7,23,"1988-07-23",7.7999998464000004,2.7999998784,1.2000000096000001,3.3000000479999998,3.0000000672000002,5.0025599999999999,12.599999712000001,6.1999997184,9.3000000959999998,2.4000000192000002,6.1999997184,9.3999999744,1.1000000448]
[1988,7,24,"1988-07-24",0,0,0,0,0,0.19958399999999998,0.30000000671999999,0.79999997760000008,0,0,0.60000000480000004,0.79999997760000008,2.7999998784]
[1988,7,25,"1988-07-25",0,0,0,2.0999999520000001,0.90000002879999996,0.400032,0.19999999872000002,2.2000000032,9.9999999360000008E-2,0,1.1000000448,1.5000000767999999,0]
[1988,7,26,"1988-07-26",0,0.39999998880000004,0.90000002879999996,9.9999999360000008E-2,0,2.9030399999999998,0,2.499999984,0,0,9.9999999360000008E-2,0,1.7999999711999999]
[1988,7,27,"1988-07-27",0.99999999360000003,0.99999999360000003,0.49999999680000001,2.2000000032,0.49999999680000001,0.89856000000000003,11.500000704,6.9000003359999997,3.4000000992000001,2.499999984,2.2000000032,3.4000000992000001,9.9999999360000008E-2]
[1988,7,28,"1988-07-28",0.30000000671999999,0,0,0.30000000671999999,0.30000000671999999,0.10022399999999999,9.9999999360000008E-2,0.60000000480000004,0,0,0.19999999872000002,0.60000000480000004,0.79999997760000008]
[1988,7,29,"1988-07-29",0.39999998880000004,4.5999999360000006,0,0,0,0.69984000000000002,3.0000000672000002,2.0999999520000001,3.7000000800000001,0.39999998880000004,0.70000001280000002,1.1000000448,0.49999999680000001]
[1988,7,30,"1988-07-30",0,0,0,0,0,0,0,0,0,0,0,0,1.9999999872000001]
[1988,7,31,"1988-07-31",0,0,0,0,0,0,0,9.9999999360000008E-2,0,0,0,0,5.2000000704000007]
[1988,8,1,"1988-08-01",0,0,0,0,0,0,0,0,0,0,0,0,0]
[1988,8,2,"1988-08-02",0,0,0.79999997760000008,0,0,0,0,0,0,0,0,0,0]
[1988,8,3,"1988-08-03",0,0,0,0,0,0,0,0,0,0,0,0,0]
[1988,8,4,"1988-08-04",0,0,0,0,0,0,0,0,0,0,0,0,0]
[1988,8,5,"1988-08-05",0,0,0,0,0,0,0,0,0,0,0,0,0]
[1988,8,6,"1988-08-06",0,0,0,0,0,0,0,0,0,0,0,0,0]
[1988,8,7,"1988-08-07",0,0,0,0,0,0,0,0,0,0,0,0,0]
[1988,8,8,"1988-08-08",0,0,0,0,0,0,0,0,0,0,0,0,0.19999999872000002]
[1988,8,9,"1988-08-09",0,0,0,0,0,0,0,0,0,0,0,0,0]
[1988,8,10,"1988-08-10",0,0,0,0,0.60000000480000004,0,0,9.9999999360000008E-2,0,0.79999997760000008,0,0,0]
[1988,8,11,"1988-08-11",9.9999999360000008E-2,0,0,0.99999999360000003,0.49999999680000001,0.19958399999999998,0.60000000480000004,0.79999997760000008,9.9999999360000008E-2,9.9999999360000008E-2,0.30000000671999999,0.99999999360000003,1.2000000096000001]
[1988,8,12,"1988-08-12",0,0,0,0,0,0.19958399999999998,9.9999999360000008E-2,9.9999999360000008E-2,0,0,9.9999999360000008E-2,9.9999999360000008E-2,0]
[1988,8,13,"1988-08-13",0,0,0,0,0,0,0,0,0,0,0,0,0]
[1988,8,14,"1988-08-14",0,0,0,0,0,0,0,0,0,0,0,9.9999999360000008E-2,0]
[1988,8,15,"1988-08-15",0,0,0,0,0,0,0,0,0,0,0,0,0]
[1988,8,16,"1988-08-16",0,0,0,0,0,0.10022399999999999,0,0,0,0,0,0,0]
[1988,8,17,"1988-08-17",0,0,0,0,0,0,0,0,0,0,0,0,0]
[1988,8,18,"1988-08-18",10.10000016,6.1999997184,6.70000032,14.199999839999998,9.5000000256000003,9.1584000000000003,8.1,15.200000352,9.8999997120000014,4.4000000064,9.5999999039999988,10.399999967999999,2.2999999680000003]
[1988,8,19,"1988-08-19",0.60000000480000004,9.9999999360000008E-2,9.9999999360000008E-2,0.30000000671999999,0.79999997760000008,0,0,0,9.9999999360000008E-2,0,9.9999999360000008E-2,0.39999998880000004,0.30000000671999999]
[1988,8,20,"1988-08-20",2.0999999520000001,1.5999999552000002,2.7,2.4000000192000002,1.9999999872000001,2.0995200000000001,1.2000000096000001,2.2000000032,1.5000000767999999,2.7,0.70000001280000002,1.5000000767999999,5.6999998080000003]
[1988,8,21,"1988-08-21",1.5999999552000002,0.39999998880000004,0.90000002879999996,1.5000000767999999,1.5999999552000002,0.800064,1.1000000448,0.60000000480000004,1.7999999711999999,0.79999997760000008,0.19999999872000002,0.79999997760000008,0.30000000671999999]
[1988,8,22,"1988-08-22",0,0,0,0,0,0,0,0,0,0,0,0,0]
[1988,8,23,"1988-08-23",0.39999998880000004,0,0,0.30000000671999999,0,0,0,0,0,0.19999999872000002,0,0.30000000671999999,2.2999999680000003]
[1988,8,24,"1988-08-24",1.9000001088,6.3999996479999997,1.2000000096000001,1.3999999392,0.99999999360000003,2.4969600000000001,7.5000003840000007,9.7000001279999992,9.999999936,6.70000032,1.1000000448,0.49999999680000001,3.0000000672000002]
[1988,8,25,"1988-08-25",0,0,0,0,0,0,0,0,0,0,0,0,0]
[1988,8,26,"1988-08-26",0,0,0,0,0.39999998880000004,0,9.9999999360000008E-2,9.9999999360000008E-2,0,0,0.19999999872000002,0.19999999872000002,2.499999984]
[1988,8,27,"1988-08-27",0,0,0,0.70000001280000002,0.19999999872000002,0,0,0,9.9999999360000008E-2,0.60000000480000004,0,0,0]
[1988,8,28,"1988-08-28",1.5999999552000002,0,9.9999999360000008E-2,0.49999999680000001,1.1000000448,0.19958399999999998,0.39999998880000004,0.19999999872000002,2.0999999520000001,9.9999999360000008E-2,0.60000000480000004,0.60000000480000004,1.1000000448]
[1988,8,29,"1988-08-29",0.90000002879999996,9.9999999360000008E-2,0.19999999872000002,9.9999999360000008E-2,0.90000002879999996,1.39968,0,0.90000002879999996,0,0,0.19999999872000002,0.60000000480000004,0.79999997760000008]
[1988,8,30,"1988-08-30",0.79999997760000008,9.9999999360000008E-2,0.90000002879999996,0,0,0.69984000000000002,0.90000002879999996,1.5999999552000002,0.49999999680000001,0,1.1000000448,0.90000002879999996,0]
[1988,8,31,"1988-08-31",6.0000001344000005,4.1999999040000002,14.800000320000001,3.9999999744000001,4.8000000384000003,5.2012799999999997,7.6999999680000002,10.500000192,5.3000002080000002,3.7000000800000001,14.899999680000001,14.300000064000001,16.499999807999998]
[1988,9,1,"1988-09-01",17.199999647999999,11.899999871999999,5.6999998080000003,11.899999871999999,14.800000320000001,13.3056,12.699999935999999,10.8,19.700000064000001,11.200000032,9.7000001279999992,17.699999040000002,8.1]
[1988,9,2,"1988-09-02",5.2000000704000007,0.49999999680000001,0.99999999360000003,6.8000001984000003,4.4000000064,0.10022399999999999,1.5000000767999999,0.90000002879999996,0,0.90000002879999996,1.5000000767999999,3.9999999744000001,0]
[1988,9,3,"1988-09-03",0.79999997760000008,0.39999998880000004,0,2.6000000352000003,9.9999999360000008E-2,0,0.30000000671999999,9.9999999360000008E-2,0,1.2000000096000001,9.9999999360000008E-2,0.19999999872000002,0]
[1988,9,4,"1988-09-04",0.79999997760000008,1.5000000767999999,0.60000000480000004,0.79999997760000008,0.39999998880000004,0.89856000000000003,0.30000000671999999,0.49999999680000001,0.49999999680000001,1.2000000096000001,0.60000000480000004,0.70000001280000002,0]
[1988,9,5,"1988-09-05",0,0,0,0,0,0,0,9.9999999360000008E-2,0,0,0,0,0]
[1988,9,6,"1988-09-06",0,0,0,0,0,0,0,0,0,0,0,0,0]
[1988,9,7,"1988-09-07",0,0,0,0,0,0,0,0,0,0,0,0,0]
[1988,9,8,"1988-09-08",0,0,0,0,0,0,0,0,0,0,0,0,0]
[1988,9,9,"1988-09-09",0.30000000671999999,0,0,0,0,0,0,0,0,0,0,0,0]
[1988,9,10,"1988-09-10",0,0,0,0,0,0,0,0,0,0,0,0,0]
[1988,9,11,"1988-09-11",0.30000000671999999,0.39999998880000004,0.30000000671999999,0.70000001280000002,9.9999999360000008E-2,0.10022399999999999,0,0,0,0.60000000480000004,0,0,0]
[1988,9,12,"1988-09-12",1.5999999552000002,0.30000000671999999,0,0.39999998880000004,1.3000000176000002,0.50025599999999992,1.3000000176000002,0.60000000480000004,0.19999999872000002,1.9999999872000001,0.19999999872000002,0.60000000480000004,1.5999999552000002]
[1988,9,13,"1988-09-13",1.7999999711999999,2.7,1.7999999711999999,1.1000000448,2.6000000352000003,3.8966399999999997,5.5999995839999999,3.0000000672000002,2.6000000352000003,0.49999999680000001,2.6000000352000003,2.6000000352000003,0.79999997760000008]
[1988,9,14,"1988-09-14",0,0,0,0.30000000671999999,0,0,0,9.9999999360000008E-2,0,9.9999999360000008E-2,0,0,0]
[1988,9,15,"1988-09-15",9.9999999360000008E-2,0.70000001280000002,0,0.79999997760000008,9.9999999360000008E-2,0,0.60000000480000004,0,0.70000001280000002,1.2000000096000001,0.19999999872000002,0.60000000480000004,0.49999999680000001]
[1988,9,16,"1988-09-16",0.60000000480000004,0.60000000480000004,0,1.1000000448,0.60000000480000004,0,9.9999999360000008E-2,0,0,1.3000000176000002,0,0,0.70000001280000002]
[1988,9,17,"1988-09-17",0,0,0,0.30000000671999999,9.9999999360000008E-2,0,0,0,0,0.30000000671999999,0,0,0]
[1988,9,18,"1988-09-18",0,0,0,0,0,0,0,0,0,0,0,0,0]
[1988,9,19,"1988-09-19",0,0,0,0,0,0,0,0,0,0,0,0,0]
[1988,9,20,"1988-09-20",0,0,0,0,0,0,0,0,0,0,0,0,0]
[1988,9,21,"1988-09-21",0,0,3.9999999744000001,0,0,1.5983999999999998,9.9999999360000008E-2,2.4000000192000002,0,0,0.70000001280000002,0.39999998880000004,3.1999999104000003]
[1988,9,22,"1988-09-22",7.1999997120000003,4.1999999040000002,5.2000000704000007,4.5999999360000006,4.5999999360000006,5.0975999999999999,5.8000000320000007,14.100000479999999,2.6000000352000003,3.5999999423999998,7.9999997760000001,9.5999999039999988,7.0999998336000001]
[1988,9,23,"1988-09-23",0.39999998880000004,2.9000000160000003,0.19999999872000002,5.9000002559999993,4.6999999872,3.1017600000000001,0.19999999872000002,0.19999999872000002,3.0000000672000002,0.60000000480000004,0.60000000480000004,1.3000000176000002,3.4999998911999999]
[1988,9,24,"1988-09-24",5.4,3.3000000479999998,3.1999999104000003,5.9000002559999993,2.6000000352000003,3.3004799999999999,3.8999999232000002,6.9000003359999997,2.2000000032,3.7000000800000001,3.0999998592,2.7999998784,0]
[1988,9,25,"1988-09-25",0,0,0,0.19999999872000002,0.19999999872000002,0,0,9.9999999360000008E-2,0,0,9.9999999360000008E-2,0.49999999680000001,0.19999999872000002]
[1988,9,26,"1988-09-26",0.39999998880000004,0.19999999872000002,2.4000000192000002,0.30000000671999999,0.19999999872000002,2.7043200000000001,0.39999998880000004,1.7999999711999999,0.30000000671999999,0.70000001280000002,0.79999997760000008,1.2000000096000001,0.90000002879999996]
[1988,9,27,"1988-09-27",1.9000001088,1.9999999872000001,3.1999999104000003,3.8000001312,1.9000001088,8.8127999999999993,5.2000000704000007,19.000000224000001,3.8999999232000002,9.9999999360000008E-2,4.9000001759999998,6.4999998720000001,14.100000479999999]
[1988,9,28,"1988-09-28",0,0,3.3000000479999998,0.19999999872000002,9.9999999360000008E-2,2.4019200000000001,0,2.7999998784,0.19999999872000002,0,0.39999998880000004,0.39999998880000004,9.9999999360000008E-2]
[1988,9,29,"1988-09-29",0,0,0,0,0,0,0,0,0,0,0,0,0]
[1988,9,30,"1988-09-30",0,0,0,0,0,0,0,0,0,0,0,0,0]
[1988,10,1,"1988-10-01",0,0,0,0,0,0,0,0,0,0,0,0,0]
[1988,10,2,"1988-10-02",0,0,0,0,0,0,0,0,0,0,0,0,0]
[1988,10,3,"1988-10-03",0,0,0,0,0,0,0,0,0,0,0,0,0]
[1988,10,4,"1988-10-04",4.2999999551999997,3.4999998911999999,2.0999999520000001,3.8000001312,3.8999999232000002,2.2031999999999998,3.1999999104000003,3.8999999232000002,1.1000000448,5.6999998080000003,2.6000000352000003,3.7000000800000001,0.60000000480000004]
[1988,10,5,"1988-10-05",9.8999997120000014,7.1999997120000003,4.4000000064,16.099999776000001,13.699999584,6.0998399999999995,8.3000004480000005,10.999999583999999,6.9999997823999998,7.5000003840000007,7.8999998976000008,10.399999967999999,1.5000000767999999]
[1988,10,6,"1988-10-06",3.0000000672000002,2.7,4.5000001439999995,3.5999999423999998,3.5999999423999998,4.5014399999999997,2.6000000352000003,3.7000000800000001,2.0999999520000001,2.6000000352000003,2.2999999680000003,3.0999998592,0.39999998880000004]
[1988,10,7,"1988-10-07",0,9.9999999360000008E-2,0.19999999872000002,0,9.9999999360000008E-2,0,0,0.19999999872000002,0,0,9.9999999360000008E-2,0.19999999872000002,0]
[1988,10,8,"1988-10-08",13.40000064,12.399999264,15.000000768000001,12.399999264,17.400000095999999,11.8368,15.100000128,21.899999808,7.6999999680000002,10.399999967999999,17.199999647999999,19.999999872,4.4000000064]
[1988,10,9,"1988-10-09",6.9999997823999998,9.3000000959999998,4.9000001759999998,15.399999072000002,7.6999999680000002,6.4972799999999999,7.0999998336000001,6.4999998720000001,12.500000352000001,6.8000001984000003,8.1,11.600000064000001,4.100000112]
[1988,10,10,"1988-10-10",0,0,0,0.19999999872000002,9.9999999360000008E-2,0,0,0,0,0,0,0,0]
[1988,10,11,"1988-10-11",4.5000001439999995,5.2000000704000007,2.499999984,5.2000000704000007,5.6999998080000003,3.4041600000000001,2.499999984,3.8999999232000002,3.9999999744000001,6.4999998720000001,3.1999999104000003,3.9999999744000001,5.2000000704000007]
[1988,10,12,"1988-10-12",7.6000002624,8.3000004480000005,4.8000000384000003,8.7999998399999999,10.8,6.0998399999999995,9.8999997120000014,6.4999998720000001,6.2999997695999994,12.699999935999999,7.1999997120000003,7.9999997760000001,5.3000002080000002]
[1988,10,13,"1988-10-13",0,9.9999999360000008E-2,0,0.70000001280000002,9.9999999360000008E-2,0,0,9.9999999360000008E-2,0.19999999872000002,0,9.9999999360000008E-2,0.19999999872000002,0]
[1988,10,14,"1988-10-14",0,9.9999999360000008E-2,0,0,9.9999999360000008E-2,0,0,0,0,0.30000000671999999,0,0,0]
[1988,10,15,"1988-10-15",0,0,0,0,0,0,0,0,0,0,0,0,9.9999999360000008E-2]
[1988,10,16,"1988-10-16",0,0,0,0,9.9999999360000008E-2,0,0,0,9.9999999360000008E-2,0,0,0,0]
[1988,10,17,"1988-10-17",0.19999999872000002,0.19999999872000002,9.9999999360000008E-2,0.19999999872000002,9.9999999360000008E-2,0.29980799999999996,0.39999998880000004,0.79999997760000008,0,9.9999999360000008E-2,0.39999998880000004,0.49999999680000001,0]
[1988,10,18,"1988-10-18",0.39999998880000004,0.49999999680000001,0.49999999680000001,0.39999998880000004,0.49999999680000001,0.89856000000000003,0.49999999680000001,0.49999999680000001,0.19999999872000002,9.9999999360000008E-2,0.79999997760000008,0.90000002879999996,4.999999968]
[1988,10,19,"1988-10-19",6.1000002719999999,16.499999807999998,6.6000000959999996,11.300000255999999,7.1999997120000003,6.2035200000000001,5.6999998080000003,3.4000000992000001,6.6000000959999996,25.300002239999998,3.0999998592,3.4000000992000001,5.8000000320000007]
[1988,10,20,"1988-10-20",0,0,0,0,9.9999999360000008E-2,0,0,0,0,0,0,0,3.3000000479999998]
[1988,10,21,"1988-10-21",0,0,0,0,0,0,0,0,0,0,0,0,0.30000000671999999]
[1988,10,22,"1988-10-22",0,0,0,9.9999999360000008E-2,0,0,0,0,0,0,0,0,0]
[1988,10,23,"1988-10-23",2.6000000352000003,2.9000000160000003,0.19999999872000002,3.8999999232000002,3.7000000800000001,0.400032,1.5999999552000002,0.90000002879999996,2.7,5.5999995839999999,0.70000001280000002,1.7999999711999999,0.19999999872000002]
[1988,10,24,"1988-10-24",1.7000000927999999,2.4000000192000002,3.9999999744000001,0.70000001280000002,2.2000000032,4.0003200000000003,7.2999999359999999,6.1999997184,2.7999998784,1.5000000767999999,5.2000000704000007,6.0000001344000005,0.30000000671999999]
[1988,10,25,"1988-10-25",0,0,9.9999999360000008E-2,0,0,0,0,0,0,0,0,0,0]
[1988,10,26,"1988-10-26",0,0,0,0,0,0,0,0,0,0,0,0,0]
[1988,10,27,"1988-10-27",0,0,0,0,0,0,0,0,0,0,0,0,0.39999998880000004]
[1988,10,28,"1988-10-28",0,0,0,0,0,0,0,0,0,0,0,0,9.9999999360000008E-2]
[1988,10,29,"1988-10-29",0,0,0,0.30000000671999999,0,0,0,0,0,0.49999999680000001,0,0,0.39999998880000004]
[1988,10,30,"1988-10-30",0.30000000671999999,3.0000000672000002,0,1.9000001088,1.5000000767999999,0,0,0,2.2000000032,6.1999997184,0,0,0]
[1988,10,31,"1988-10-31",0,0,0,0,0,0,0,0,0,0,0,0,0]
[1988,11,1,"1988-11-01",0,0,0,0,0,0,0,0,0,0,0,0,0.70000001280000002]
[1988,11,2,"1988-11-02",0,0,0,0,1.1000000448,0,0,0,0,0.60000000480000004,0,0,0.39999998880000004]
[1988,11,3,"1988-11-03",0,0,0,9.9999999360000008E-2,0,0,0,0,0,0,0,0,0]
[1988,11,4,"1988-11-04",0,0,0,0,0,0,0,0,0,0,0,0,0]
[1988,11,5,"1988-11-05",0,0,0,0,0,0,0,0,0,0,0,0,0]
[1988,11,6,"1988-11-06",0,0,0,0,0,0,0,0,0,0,0,0,0]
[1988,11,7,"1988-11-07",0,0,0,0,0,0,0,0,0,0,0,0,0]
[1988,11,8,"1988-11-08",6.4999998720000001,4.5000001439999995,0.70000001280000002,3.9999999744000001,3.4000000992000001,1.5983999999999998,1.9000001088,2.7999998784,3.0999998592,5.2000000704000007,2.2999999680000003,2.6000000352000003,4.8000000384000003]
[1988,11,9,"1988-11-09",3.0999998592,0.99999999360000003,0,1.7000000927999999,1.5000000767999999,0.10022399999999999,0.49999999680000001,0.39999998880000004,0.79999997760000008,1.1000000448,9.9999999360000008E-2,0.60000000480000004,0]
[1988,11,10,"1988-11-10",0.39999998880000004,9.9999999360000008E-2,0.60000000480000004,4.5999999360000006,1.9999999872000001,0.19958399999999998,0,0.39999998880000004,0.39999998880000004,9.9999999360000008E-2,9.9999999360000008E-2,0,0]
[1988,11,11,"1988-11-11",6.1999997184,7.4000001600000003,4.5000001439999995,2.4000000192000002,1.9000001088,9.4176000000000002,6.9000003359999997,10.699999776,7.1999997120000003,7.0999998336000001,6.0000001344000005,5.4,0.30000000671999999]
[1988,11,12,"1988-11-12",0,9.9999999360000008E-2,0,0.19999999872000002,9.9999999360000008E-2,0,0,0,0.19999999872000002,0,0,0,0]
[1988,11,13,"1988-11-13",0,0,0.19999999872000002,0,0.19999999872000002,0,0,0,0,0,0,0,0]
[1988,11,14,"1988-11-14",0,0,0,0,0,0,0,0,0,0,0,0,0]
[1988,11,15,"1988-11-15",0,0,0,0,0,0,0,0,0,0,0,0,0]
[1988,11,16,"1988-11-16",0.19999999872000002,0,0,0,0,0,0,9.9999999360000008E-2,0,0,0,0,9.9999999360000008E-2]
[1988,11,17,"1988-11-17",0.60000000480000004,0.30000000671999999,0,0.49999999680000001,0.19999999872000002,0.10022399999999999,9.9999999360000008E-2,0.60000000480000004,0.19999999872000002,0,0.19999999872000002,0.30000000671999999,0.70000001280000002]
[1988,11,18,"1988-11-18",0,0,0,0.19999999872000002,0.30000000671999999,0.10022399999999999,0,0.19999999872000002,0,0,9.9999999360000008E-2,0,0.79999997760000008]
[1988,11,19,"1988-11-19",2.2999999680000003,5.8000000320000007,4.6999999872,2.0999999520000001,1.9000001088,4.5014399999999997,1.9999999872000001,1.7000000927999999,4.2999999551999997,5.8000000320000007,1.5000000767999999,2.4000000192000002,7.2999999359999999]
[1988,11,20,"1988-11-20",8.5999999103999993,7.6999999680000002,1.1000000448,15.700000608,9.1000005119999994,2.4019200000000001,4.2999999551999997,2.0999999520000001,6.1000002719999999,12.299999904,2.7999998784,3.0999998592,2.499999984]
[1988,11,21,"1988-11-21",0.19999999872000002,3.0999998592,0,13.5,9.8999997120000014,0,0,0,0,12.999999744,0,0,3.3000000479999998]
[1988,11,22,"1988-11-22",0,0,0,1.1000000448,0.60000000480000004,0,0,0,0,9.9999999360000008E-2,0,0,0.39999998880000004]
[1988,11,23,"1988-11-23",0,0,0,0,0,0,0,0,0,0,0,0,0.19999999872000002]
[1988,11,24,"1988-11-24",0,0,0,0,9.9999999360000008E-2,0,0,0,0,9.9999999360000008E-2,0,0,0]
[1988,11,25,"1988-11-25",0,0,0,0,0,0.10022399999999999,0,0,0,0,0,0,0]
[1988,11,26,"1988-11-26",0,0,0,0,0,0,0,0,0,9.9999999360000008E-2,0,0,0]
[1988,11,27,"1988-11-27",0,0,0.39999998880000004,0,0,0.10022399999999999,9.9999999360000008E-2,0.49999999680000001,0,0,0.19999999872000002,0.30000000671999999,0.60000000480000004]
[1988,11,28,"1988-11-28",1.7000000927999999,0,0.19999999872000002,0.79999997760000008,2.0999999520000001,0.400032,0.30000000671999999,0.60000000480000004,0.30000000671999999,0.30000000671999999,0.39999998880000004,0.70000001280000002,1.7000000927999999]
[1988,11,29,"1988-11-29",16.499999807999998,14.599999872,12.900000384,18.599999327999999,15.500000159999999,13.391999999999999,12.100000319999999,15.900000191999998,12.699999935999999,14.500000512,13.200000191999999,15.900000191999998,20.900000159999998]
[1988,11,30,"1988-11-30",9.9999999360000008E-2,0,9.9999999360000008E-2,0.79999997760000008,0.30000000671999999,0,0.19999999872000002,0.19999999872000002,9.9999999360000008E-2,0,9.9999999360000008E-2,0.19999999872000002,1.9999999872000001]
[1988,12,1,"1988-12-01",0.39999998880000004,1.7999999711999999,0.30000000671999999,1.2000000096000001,0.49999999680000001,0.69984000000000002,0.60000000480000004,0.49999999680000001,0.90000002879999996,0.79999997760000008,0.30000000671999999,0.30000000671999999,9.9999999360000008E-2]
[1988,12,2,"1988-12-02",0,0.70000001280000002,2.9000000160000003,0.19999999872000002,0,2.7993600000000001,1.9999999872000001,3.1999999104000003,1.7000000927999999,0.99999999360000003,1.2000000096000001,0.90000002879999996,1.5999999552000002]
[1988,12,3,"1988-12-03",5.9000002559999993,5.6999998080000003,6.2999997695999994,4.8000000384000003,5.3000002080000002,6.0998399999999995,5.4999997056000005,9.5999999039999988,4.5000001439999995,5.1000000191999995,6.6000000959999996,6.9000003359999997,4.2999999551999997]
[1988,12,4,"1988-12-04",3.0000000672000002,3.0999998592,0.39999998880000004,5.2000000704000007,3.8000001312,0.59961599999999993,1.3000000176000002,1.7999999711999999,1.7999999711999999,2.9000000160000003,1.7000000927999999,2.9000000160000003,0]
[1988,12,5,"1988-12-05",0,0.19999999872000002,0,0,9.9999999360000008E-2,0,0,0,0,0,9.9999999360000008E-2,0,0]
[1988,12,6,"1988-12-06",0,0,0,0.39999998880000004,0,0,0,0,0,0,0,0,4.100000112]
[1988,12,7,"1988-12-07",0,0,0,0,0,0,0,0,0,0,0,0,0.19999999872000002]
[1988,12,8,"1988-12-08",0.19999999872000002,1.1000000448,0.49999999680000001,2.4000000192000002,1.2000000096000001,0.50025599999999992,0.49999999680000001,0.70000001280000002,0.39999998880000004,1.9999999872000001,9.9999999360000008E-2,0.19999999872000002,2.4000000192000002]
[1988,12,9,"1988-12-09",0,0.49999999680000001,0,0.30000000671999999,9.9999999360000008E-2,0,0.30000000671999999,0,0.19999999872000002,0.19999999872000002,0,0,0.60000000480000004]
[1988,12,10,"1988-12-10",0,0,0,0,0,0,0,0,0,0,0,0,0]
[1988,12,11,"1988-12-11",0,0,0,0,0,0,0,0,0,0,0,0,0]
[1988,12,12,"1988-12-12",0,0,0,0,0,0.19958399999999998,0,0,0,0,0,0,0]
[1988,12,13,"1988-12-13",0.19999999872000002,0,0.19999999872000002,0,0,0.10022399999999999,9.9999999360000008E-2,0.79999997760000008,0.19999999872000002,0.30000000671999999,0.30000000671999999,0.30000000671999999,0]
[1988,12,14,"1988-12-14",0,0,0,0,9.9999999360000008E-2,0,0,0,0,0,0,0,9.9999999360000008E-2]
[1988,12,15,"1988-12-15",0,0,0,0,0,0,0,0,0,0,0,0,0]
[1988,12,16,"1988-12-16",0,0,0.39999998880000004,9.9999999360000008E-2,0,0.29980799999999996,0.30000000671999999,0,0,0,0,9.9999999360000008E-2,9.9999999360000008E-2]
[1988,12,17,"1988-12-17",0,0,0,0,0,0,0,0,0,0,0,0,0]
[1988,12,18,"1988-12-18",0,0,0,0.19999999872000002,0,0,0,0,0,0,9.9999999360000008E-2,0,3.8000001312]
[1988,12,19,"1988-12-19",1.1000000448,2.499999984,1.3000000176000002,2.9000000160000003,1.9999999872000001,1.5983999999999998,0.70000001280000002,0.70000001280000002,0.90000002879999996,0.79999997760000008,0.30000000671999999,0.60000000480000004,4.8000000384000003]
[1988,12,20,"1988-12-20",0,0,0,9.9999999360000008E-2,0.19999999872000002,0,0,9.9999999360000008E-2,9.9999999360000008E-2,0,0,0,9.9999999360000008E-2]
[1988,12,21,"1988-12-21",0,0,0,0,0,0,0,0,9.9999999360000008E-2,0,0,9.9999999360000008E-2,0]
[1988,12,22,"1988-12-22",0.19999999872000002,9.9999999360000008E-2,9.9999999360000008E-2,1.1000000448,0.79999997760000008,0.10022399999999999,9.9999999360000008E-2,0.19999999872000002,9.9999999360000008E-2,0,9.9999999360000008E-2,9.9999999360000008E-2,9.9999999360000008E-2]
[1988,12,23,"1988-12-23",9.9999999360000008E-2,0.30000000671999999,0.19999999872000002,1.2000000096000001,0.70000001280000002,0,9.9999999360000008E-2,0,0.30000000671999999,9.9999999360000008E-2,9.9999999360000008E-2,0.39999998880000004,1.7000000927999999]
[1988,12,24,"1988-12-24",0,0,0,0.30000000671999999,0,0,0,0,0,0,0,0,0.19999999872000002]
[1988,12,25,"1988-12-25",9.9999999360000008E-2,0,0,0.19999999872000002,0.70000001280000002,0,0,0,0,0,0,0,0]
[1988,12,26,"1988-12-26",2.6000000352000003,1.9999999872000001,0.39999998880000004,2.2000000032,3.0000000672000002,1.00224,0.90000002879999996,1.9000001088,1.5000000767999999,0.70000001280000002,1.3000000176000002,1.9999999872000001,1.9999999872000001]
[1988,12,27,"1988-12-27",0,0,9.9999999360000008E-2,0.19999999872000002,0.70000001280000002,0.10022399999999999,0,0,0,0,0,0,0]
[1988,12,28,"1988-12-28",0,0,0,0,9.9999999360000008E-2,0.10022399999999999,0,0,0,0,0,0,0]
[1988,12,29,"1988-12-29",0.19999999872000002,0,9.9999999360000008E-2,0,9.9999999360000008E-2,0.19958399999999998,0.19999999872000002,0.30000000671999999,0,0,9.9999999360000008E-2,0.19999999872000002,0]
[1988,12,30,"1988-12-30",0,0,0,0,9.9999999360000008E-2,0,0,0,0,0,0,0,0]
[1988,12,31,"1988-12-31",0,0,0,0,0,0,0,0,0,0,0,0,0]
[1989,1,1,"1989-01-01",0,0,0,0,0,0,0,0,0,0,0,0,0]
[1989,1,2,"1989-01-02",0,0,0,0,0,0,0,0,0,0,9.9999999360000008E-2,0,0]
[1989,1,3,"1989-01-03",0.39999998880000004,9.9999999360000008E-2,0.19999999872000002,0.49999999680000001,0.79999997760000008,0.400032,0.79999997760000008,1.1000000448,0.19999999872000002,0,0.70000001280000002,0.99999999360000003,0]
[1989,1,4,"1989-01-04",0.30000000671999999,0,9.9999999360000008E-2,0.30000000671999999,9.9999999360000008E-2,0.10022399999999999,0,0,0,9.9999999360000008E-2,9.9999999360000008E-2,0,0]
[1989,1,5,"1989-01-05",8.3000004480000005,5.4999997056000005,3.9999999744000001,14.699999232,8.7999998399999999,5.0025599999999999,6.6000000959999996,8.5999999103999993,7.0999998336000001,6.9000003359999997,6.2999997695999994,8.2000002240000001,10.300000089599999]
[1989,1,6,"1989-01-06",0,0,0,0.19999999872000002,0,0,0,0,0,0,0,9.9999999360000008E-2,0]
[1989,1,7,"1989-01-07",0,0,0,0.30000000671999999,9.9999999360000008E-2,0,0,0,0,0,0,0,0]
[1989,1,8,"1989-01-08",0.39999998880000004,0,0,0.60000000480000004,0.49999999680000001,0.10022399999999999,9.9999999360000008E-2,0.30000000671999999,0.30000000671999999,0,9.9999999360000008E-2,0.19999999872000002,0]
[1989,1,9,"1989-01-09",2.499999984,2.6000000352000003,1.2000000096000001,4.1999999040000002,2.6000000352000003,0.800064,1.7000000927999999,1.5999999552000002,1.9000001088,2.7999998784,1.2000000096000001,2.2000000032,0.30000000671999999]
[1989,1,10,"1989-01-10",0,0,0,0,0,0,0,0,0,0,0,0,0.19999999872000002]
[1989,1,11,"1989-01-11",0,9.9999999360000008E-2,0,0,0,0.10022399999999999,0,0,0,0,0,0,0]
[1989,1,12,"1989-01-12",1.3000000176000002,0.60000000480000004,1.5000000767999999,1.9999999872000001,0.99999999360000003,2.2031999999999998,1.5999999552000002,2.4000000192000002,0.99999999360000003,9.9999999360000008E-2,1.7999999711999999,2.499999984,4.4000000064]
[1989,1,13,"1989-01-13",1.7999999711999999,1.7000000927999999,2.6000000352000003,0.70000001280000002,0.79999997760000008,3.3004799999999999,1.5000000767999999,3.0000000672000002,0.79999997760000008,0.79999997760000008,1.5000000767999999,1.2000000096000001,3.9999999744000001]
[1989,1,14,"1989-01-14",0,0,0,0.30000000671999999,0,0,0,0,9.9999999360000008E-2,0,0,0,0]
[1989,1,15,"1989-01-15",0,0,0,0,0.39999998880000004,0,0,9.9999999360000008E-2,0,0,0,0,0]
[1989,1,16,"1989-01-16",0,1.1000000448,0.79999997760000008,0,0,0.10022399999999999,0,0.90000002879999996,9.9999999360000008E-2,9.9999999360000008E-2,9.9999999360000008E-2,0,0.99999999360000003]
[1989,1,17,"1989-01-17",2.499999984,0.90000002879999996,1.7000000927999999,1.9000001088,1.7999999711999999,3.1017600000000001,2.2000000032,1.9999999872000001,1.9999999872000001,2.2999999680000003,2.2000000032,1.5999999552000002,0]
[1989,1,18,"1989-01-18",0,0,0,0,0,0,0,0,0,0,0,0,0]
[1989,1,19,"1989-01-19",0,0,0,0,0,0.10022399999999999,0,0,0,0,0,0,9.9999999360000008E-2]
[1989,1,20,"1989-01-20",0.19999999872000002,0.30000000671999999,1.2000000096000001,0.39999998880000004,1.9999999872000001,1.70208,2.0999999520000001,4.5000001439999995,0.19999999872000002,9.9999999360000008E-2,2.499999984,3.3000000479999998,0.30000000671999999]
[1989,1,21,"1989-01-21",5.4,8.1,4.999999968,11.200000032,7.2999999359999999,5.2012799999999997,2.0999999520000001,4.5000001439999995,3.1999999104000003,7.5000003840000007,4.6999999872,5.1000000191999995,3.0000000672000002]
[1989,1,22,"1989-01-22",0,0,0,9.9999999360000008E-2,0,0.10022399999999999,0,0.19999999872000002,0,0,9.9999999360000008E-2,9.9999999360000008E-2,0]
[1989,1,23,"1989-01-23",0,0,0,0,0,0.10022399999999999,0,0,0,0,0,0,0]
[1989,1,24,"1989-01-24",0,0,0,0,0,0,0,0,0,0,0,0,0]
[1989,1,25,"1989-01-25",0,0,0,0,9.9999999360000008E-2,0,0,0,0,0,0,0,0]
[1989,1,26,"1989-01-26",0,0,0,0,0,0,0,0,0,9.9999999360000008E-2,0,0,0]
[1989,1,27,"1989-01-27",0,0,0,0,0,0,0,0,0,0,0,0,0]
[1989,1,28,"1989-01-28",1.3999999392,1.5000000767999999,4.2999999551999997,1.1000000448,1.1000000448,2.9980800000000003,3.1999999104000003,3.0999998592,2.4000000192000002,0.49999999680000001,2.2000000032,3.0999998592,3.3000000479999998]
[1989,1,29,"1989-01-29",0,0,0,0,0,0.10022399999999999,0,0,0,0,0,0,0]
[1989,1,30,"1989-01-30",0,0,0,0,0,0,0,0,0,0,0,0,0]
[1989,1,31,"1989-01-31",0,0,0,0,0,0,0,0,0,0,0,0,9.9999999360000008E-2]
[1989,2,1,"1989-02-01",0,0,0,0,0,0,0,0,0,0,0,0,0]
[1989,2,2,"1989-02-02",0,0,0,0,0,0,0,0,0,0,0,0,0]
[1989,2,3,"1989-02-03",0,0,0,0,0,0,0,0,9.9999999360000008E-2,0,0,0,0]
[1989,2,4,"1989-02-04",3.0000000672000002,0,0.49999999680000001,3.4000000992000001,0.79999997760000008,0.400032,0.19999999872000002,0.70000001280000002,0.39999998880000004,0,1.3999999392,2.2000000032,3.9999999744000001]
[1989,2,5,"1989-02-05",0,0.19999999872000002,0,9.9999999360000008E-2,9.9999999360000008E-2,0,0,0,0,0,0,9.9999999360000008E-2,0]
[1989,2,6,"1989-02-06",0,0,0,0,0,0,0,0,0,0,0,0,0]
[1989,2,7,"1989-02-07",0,0,0,0,0,0,0,0,0,0,0,0,0]
[1989,2,8,"1989-02-08",0,0,0,9.9999999360000008E-2,0,0,0,0,0,0,0,0,0]
[1989,2,9,"1989-02-09",0,0,0,0,0,0,0,0,0,0,0,0,0]
[1989,2,10,"1989-02-10",0,0,0,0,0,0,9.9999999360000008E-2,9.9999999360000008E-2,0,0,9.9999999360000008E-2,0.19999999872000002,0]
[1989,2,11,"1989-02-11",0.90000002879999996,0.49999999680000001,0.79999997760000008,0.60000000480000004,0.60000000480000004,1.00224,1.5000000767999999,1.1000000448,0.99999999360000003,0.79999997760000008,0.90000002879999996,1.3000000176000002,0.60000000480000004]
[1989,2,12,"1989-02-12",0,0,0,0,9.9999999360000008E-2,0,0,0,0,0,0,9.9999999360000008E-2,0]
[1989,2,13,"1989-02-13",2.2999999680000003,1.9999999872000001,1.3000000176000002,3.7000000800000001,2.2999999680000003,1.9008,1.7000000927999999,2.9000000160000003,2.4000000192000002,1.3999999392,1.3999999392,1.9000001088,4.9000001759999998]
[1989,2,14,"1989-02-14",0,0,0,0,0,0.19958399999999998,0,0,0,0,0,0,0]
[1989,2,15,"1989-02-15",1.7999999711999999,1.9000001088,1.7999999711999999,2.2000000032,2.2000000032,1.7971200000000001,1.5000000767999999,1.9000001088,1.2000000096000001,1.1000000448,1.3000000176000002,1.9000001088,0.90000002879999996]
[1989,2,16,"1989-02-16",0.90000002879999996,0.30000000671999999,1.5999999552000002,0,0.19999999872000002,1.296,1.3000000176000002,2.7,0.49999999680000001,9.9999999360000008E-2,1.7000000927999999,2.6000000352000003,0]
[1989,2,17,"1989-02-17",7.8999998976000008,4.1999999040000002,3.9999999744000001,6.9999997823999998,5.8000000320000007,8.5017600000000009,6.9000003359999997,9.5000000256000003,5.9000002559999993,2.4000000192000002,8.3999998080000005,11.099999808,4.5999999360000006]
[1989,2,18,"1989-02-18",0.79999997760000008,0.39999998880000004,9.9999999360000008E-2,1.5999999552000002,1.1000000448,0.59961599999999993,0.30000000671999999,1.5999999552000002,9.9999999360000008E-2,9.9999999360000008E-2,1.1000000448,1.3999999392,0.19999999872000002]
[1989,2,19,"1989-02-19",1.3999999392,0.79999997760000008,9.9999999360000008E-2,2.0999999520000001,1.7000000927999999,0.29980799999999996,0.70000001280000002,0.79999997760000008,0.60000000480000004,0.70000001280000002,0.99999999360000003,1.1000000448,0.19999999872000002]
[1989,2,20,"1989-02-20",0,0,0,0,0,0,0,0,0,0,0,0,0]
[1989,2,21,"1989-02-21",0,0,0.19999999872000002,0,0,0,0.30000000671999999,0.79999997760000008,0,0,0.19999999872000002,0,9.9999999360000008E-2]
[1989,2,22,"1989-02-22",4.4000000064,2.499999984,2.499999984,6.9000003359999997,5.3000002080000002,3.1017600000000001,3.3000000479999998,5.4999997056000005,2.4000000192000002,1.5999999552000002,4.4000000064,5.4,2.0999999520000001]
[1989,2,23,"1989-02-23",1.9999999872000001,1.7000000927999999,0.19999999872000002,2.2999999680000003,2.7999998784,1.20096,3.0000000672000002,1.7999999711999999,2.499999984,1.2000000096000001,3.3000000479999998,4.100000112,0.79999997760000008]
[1989,2,24,"1989-02-24",6.70000032,6.2999997695999994,1.5999999552000002,5.1000000191999995,5.2000000704000007,5.2963199999999997,6.1999997184,8.2000002240000001,5.6999998080000003,5.4,9.1999998720000011,11.899999871999999,0.70000001280000002]
[1989,2,25,"1989-02-25",13.299999551999999,10.399999967999999,12.799999295999999,11.200000032,10.699999776,17.366400000000002,13.999999392000001,17.199999647999999,8.9000000640000003,7.6000002624,11.099999808,12.100000319999999,16.499999807999998]
[1989,2,26,"1989-02-26",4.5000001439999995,2.6000000352000003,4.6999999872,6.2999997695999994,4.1999999040000002,4.7001600000000003,2.6000000352000003,3.8000001312,3.3000000479999998,2.0999999520000001,2.2999999680000003,2.7,3.4000000992000001]
[1989,2,27,"1989-02-27",0,0,9.9999999360000008E-2,9.9999999360000008E-2,9.9999999360000008E-2,0.19958399999999998,0,0.19999999872000002,0,0,9.9999999360000008E-2,0,0.19999999872000002]
[1989,2,28,"1989-02-28",0,0,9.9999999360000008E-2,0,0,0,0,0,0,0,0,0,0.70000001280000002]
[1989,3,1,"1989-03-01",9.9999999360000008E-2,0,0,9.9999999360000008E-2,0,0.10022399999999999,0.60000000480000004,0.70000001280000002,0,0,0.49999999680000001,0.39999998880000004,1.2000000096000001]
[1989,3,2,"1989-03-02",13.5,7.0999998336000001,5.9000002559999993,9.8999997120000014,9.000000287999999,9.7631999999999994,7.6000002624,12.599999712000001,6.8000001984000003,7.1999997120000003,10.699999776,12.999999744,9.7000001279999992]
[1989,3,3,"1989-03-03",0,0.19999999872000002,9.9999999360000008E-2,0.19999999872000002,0.60000000480000004,0.10022399999999999,9.9999999360000008E-2,0.39999998880000004,0.39999998880000004,9.9999999360000008E-2,0.39999998880000004,0.39999998880000004,0.30000000671999999]
[1989,3,4,"1989-03-04",2.2999999680000003,0.70000001280000002,0.70000001280000002,2.6000000352000003,2.7,1.296,1.5999999552000002,1.9999999872000001,1.1000000448,1.3999999392,1.1000000448,1.3999999392,0.30000000671999999]
[1989,3,5,"1989-03-05",0,0,0,0,0,0,0,0,0,0,0,0,0]
[1989,3,6,"1989-03-06",0,0,0.19999999872000002,0.39999998880000004,9.9999999360000008E-2,0.50025599999999992,0.49999999680000001,1.3999999392,0,0,0.70000001280000002,0.90000002879999996,9.9999999360000008E-2]
[1989,3,7,"1989-03-07",0,0.39999998880000004,0,4.100000112,1.3000000176000002,0,0,0,0,1.3000000176000002,0,0,0]
[1989,3,8,"1989-03-08",0,0,9.9999999360000008E-2,0.19999999872000002,0,0,0,0.19999999872000002,0,0,9.9999999360000008E-2,9.9999999360000008E-2,0.49999999680000001]
[1989,3,9,"1989-03-09",0.99999999360000003,0.49999999680000001,0.70000001280000002,0.30000000671999999,0.70000001280000002,0.59961599999999993,0.39999998880000004,0.70000001280000002,0.39999998880000004,0.79999997760000008,0.30000000671999999,0.39999998880000004,1.3999999392]
[1989,3,10,"1989-03-10",0.39999998880000004,0.30000000671999999,0.79999997760000008,0.30000000671999999,0.30000000671999999,1.7971200000000001,0.90000002879999996,2.7,0.60000000480000004,0,1.3000000176000002,1.7000000927999999,2.499999984]
[1989,3,11,"1989-03-11",0.39999998880000004,0,0,0,0,0,0,0,0,0,0,0,0]
[1989,3,12,"1989-03-12",0.49999999680000001,0.60000000480000004,0.90000002879999996,0.30000000671999999,0.49999999680000001,1.5983999999999998,0.99999999360000003,2.6000000352000003,1.1000000448,0,1.7000000927999999,1.7999999711999999,1.9999999872000001]
[1989,3,13,"1989-03-13",0,0,0,0,9.9999999360000008E-2,0,0,0,0,0,0,0,0]
[1989,3,14,"1989-03-14",7.4000001600000003,6.2999997695999994,5.4,5.4999997056000005,5.6999998080000003,11.3184,8.2000002240000001,12.999999744,7.5000003840000007,4.8000000384000003,10.600000416,12.200000544,6.4999998720000001]
[1989,3,15,"1989-03-15",2.499999984,4.1999999040000002,4.4000000064,11.600000064000001,5.6999998080000003,4.1040000000000001,3.7000000800000001,6.6000000959999996,2.0999999520000001,2.499999984,3.3000000479999998,3.1999999104000003,0]
[1989,3,16,"1989-03-16",18.300000384000001,24.100001280000001,11.300000255999999,18.300000384000001,17.199999647999999,19.0944,20.699999712,26.200000800000002,20.900000159999998,26.300001024,18.499999968000001,19.199999807999998,8.5000000320000009]
[1989,3,17,"1989-03-17",0.90000002879999996,0.19999999872000002,0,0.30000000671999999,0.70000001280000002,0,9.9999999360000008E-2,9.9999999360000008E-2,0.60000000480000004,0,0.19999999872000002,0.19999999872000002,0]
[1989,3,18,"1989-03-18",4.5999999360000006,2.2999999680000003,0.49999999680000001,4.8000000384000003,5.8000000320000007,1.70208,3.0000000672000002,2.7,2.4000000192000002,2.4000000192000002,2.4000000192000002,3.0999998592,1.9999999872000001]
[1989,3,19,"1989-03-19",3.0999998592,3.1999999104000003,2.499999984,2.7,2.7999998784,3.6028799999999999,2.499999984,3.1999999104000003,2.499999984,2.499999984,2.7999998784,3.1999999104000003,0.19999999872000002]
[1989,3,20,"1989-03-20",5.2000000704000007,4.2999999551999997,7.2999999359999999,3.5999999423999998,3.5999999423999998,7.6982400000000002,6.8000001984000003,8.3000004480000005,4.2999999551999997,3.8999999232000002,6.70000032,7.6000002624,7.2999999359999999]
[1989,3,21,"1989-03-21",0.60000000480000004,0,0.30000000671999999,1.5999999552000002,1.1000000448,0.29980799999999996,0.39999998880000004,1.1000000448,0.19999999872000002,0,0.60000000480000004,0.99999999360000003,0.60000000480000004]
[1989,3,22,"1989-03-22",0,0,0.99999999360000003,0,0,0.19958399999999998,0,0,9.9999999360000008E-2,0,9.9999999360000008E-2,0,1.5000000767999999]
[1989,3,23,"1989-03-23",1.7999999711999999,0.60000000480000004,1.9999999872000001,3.8000001312,1.7999999711999999,2.2031999999999998,2.2999999680000003,3.1999999104000003,1.3000000176000002,0.70000001280000002,2.2000000032,2.7999998784,1.5000000767999999]
[1989,3,24,"1989-03-24",0,0,9.9999999360000008E-2,0,0,0.10022399999999999,0,9.9999999360000008E-2,0.19999999872000002,0,0,0,0.39999998880000004]
[1989,3,25,"1989-03-25",0,0,0,0,9.9999999360000008E-2,0,0,0,0,0,0,0,0]
[1989,3,26,"1989-03-26",0,0,0,0,0,0,0,0,0,0,0,0,0]
[1989,3,27,"1989-03-27",0,0,0,0,0,0,0,0,0,0,0,0,0]
[1989,3,28,"1989-03-28",0,0,0,0,0,0.29980799999999996,0,9.9999999360000008E-2,0,0,0,0,0]
[1989,3,29,"1989-03-29",0,0,0,0,0,0,0,0,0,0,0,0,0]
[1989,3,30,"1989-03-30",0,0,0,0,0,0,0,0,0,0,0,0,0]
[1989,3,31,"1989-03-31",0,0,0,0,0,0,0,0,0,0,0,0,0]
[1989,4,1,"1989-04-01",5.9000002559999993,0.79999997760000008,11.200000032,0.70000001280000002,1.7999999711999999,11.8368,11.099999808,8.1,2.7999998784,0.70000001280000002,6.1000002719999999,6.1000002719999999,0]
[1989,4,2,"1989-04-02",2.6000000352000003,4.6999999872,1.9000001088,2.7,2.2999999680000003,2.4969600000000001,2.0999999520000001,0.99999999360000003,4.1999999040000002,5.4,1.2000000096000001,1.2000000096000001,0]
[1989,4,3,"1989-04-03",0,0,0,0,0,0,0,0,0,0,0,0,9.9999999360000008E-2]
[1989,4,4,"1989-04-04",12.900000384,14.500000512,13.299999551999999,16.299999360000001,15.299999712,12.700799999999999,13.999999392000001,11.899999871999999,13.299999551999999,12.599999712000001,15.500000159999999,13.40000064,6.4999998720000001]
[1989,4,5,"1989-04-05",18.599999327999999,14.399999424000001,13.5,17.59999968,18.700000416000002,21.167999999999999,16.700000255999999,14.899999680000001,14.899999680000001,12.799999295999999,15.100000128,17.100000288,3.1999999104000003]
[1989,4,6,"1989-04-06",1.1000000448,1.5999999552000002,1.9000001088,1.2000000096000001,0.60000000480000004,1.20096,0.79999997760000008,0.99999999360000003,1.7000000927999999,1.5000000767999999,0.79999997760000008,0.99999999360000003,3.0000000672000002]
[1989,4,7,"1989-04-07",0.30000000671999999,0.60000000480000004,1.5999999552000002,0,0.19999999872000002,2.4019200000000001,2.7,1.1000000448,0.60000000480000004,0.19999999872000002,1.7000000927999999,2.2000000032,1.7000000927999999]
[1989,4,8,"1989-04-08",0,0,0,0,9.9999999360000008E-2,0,0,0,0,0,0,0,0]
[1989,4,9,"1989-04-09",2.2999999680000003,1.3999999392,1.3999999392,1.7000000927999999,1.7000000927999999,1.00224,1.5999999552000002,1.9000001088,1.5999999552000002,0.60000000480000004,1.2000000096000001,1.9000001088,2.2999999680000003]
[1989,4,10,"1989-04-10",2.7,1.3999999392,2.7,0.79999997760000008,1.3000000176000002,1.50336,0.90000002879999996,2.2999999680000003,1.9999999872000001,0.99999999360000003,1.9999999872000001,2.7,5.6999998080000003]
[1989,4,11,"1989-04-11",20.600000352000002,18.599999327999999,9.8999997120000014,19.400000255999998,13.800000671999999,15.897600000000001,18.099999936,19.499999616,20.900000159999998,17.100000288,18.900000000000002,26.300001024,4.100000112]
[1989,4,12,"1989-04-12",9.9999999360000008E-2,0.19999999872000002,0.30000000671999999,0.19999999872000002,0,1.20096,0.90000002879999996,3.4000000992000001,0.39999998880000004,0,0.79999997760000008,0.99999999360000003,0.39999998880000004]
[1989,4,13,"1989-04-13",2.4000000192000002,9.9999999360000008E-2,0,0,0.19999999872000002,0,0,9.9999999360000008E-2,0.99999999360000003,0,0,0,3.8000001312]
[1989,4,14,"1989-04-14",0,0,0,0,0,0,0,0,0,0,0,0,9.9999999360000008E-2]
[1989,4,15,"1989-04-15",0,0,0,0,0,0,0,0,0,0,0,0,0]
[1989,4,16,"1989-04-16",2.7,1.3000000176000002,2.0999999520000001,6.2999997695999994,3.1999999104000003,2.9980800000000003,3.5999999423999998,2.4000000192000002,1.5999999552000002,1.1000000448,2.7,4.100000112,2.2999999680000003]
[1989,4,17,"1989-04-17",0,0.30000000671999999,0,0.39999998880000004,0.39999998880000004,0.400032,9.9999999360000008E-2,0.19999999872000002,0.30000000671999999,0,9.9999999360000008E-2,9.9999999360000008E-2,0]
[1989,4,18,"1989-04-18",0,9.9999999360000008E-2,9.9999999360000008E-2,0,9.9999999360000008E-2,0.400032,0,9.9999999360000008E-2,9.9999999360000008E-2,9.9999999360000008E-2,0,0,0.49999999680000001]
[1989,4,19,"1989-04-19",0.39999998880000004,2.4000000192000002,0.39999998880000004,0.60000000480000004,0.30000000671999999,1.09728,1.2000000096000001,0.60000000480000004,0.99999999360000003,2.6000000352000003,0.39999998880000004,0.39999998880000004,9.8999997120000014]
[1989,4,20,"1989-04-20",3.7000000800000001,3.4999998911999999,2.2000000032,4.4000000064,3.8999999232000002,1.39968,2.7,3.7000000800000001,2.499999984,4.6999999872,1.5999999552000002,2.0999999520000001,1.5999999552000002]
[1989,4,21,"1989-04-21",0.39999998880000004,1.5999999552000002,0.49999999680000001,1.2000000096000001,0.99999999360000003,1.7971200000000001,1.7999999711999999,0.79999997760000008,0.79999997760000008,0.49999999680000001,0.99999999360000003,0.99999999360000003,0.19999999872000002]
[1989,4,22,"1989-04-22",0,9.9999999360000008E-2,0,0,9.9999999360000008E-2,0,0,0,0,0.19999999872000002,9.9999999360000008E-2,9.9999999360000008E-2,4.5000001439999995]
[1989,4,23,"1989-04-23",0,0.99999999360000003,2.4000000192000002,0,0,1.70208,2.0999999520000001,1.5999999552000002,2.6000000352000003,0.19999999872000002,1.5000000767999999,1.1000000448,11.899999871999999]
[1989,4,24,"1989-04-24",8.7999998399999999,13.100000831999999,8.5999999103999993,10.600000416,10.999999583999999,9.9359999999999999,4.4000000064,4.9000001759999998,9.8000003519999996,13.100000831999999,4.5000001439999995,5.8000000320000007,3.5999999423999998]
[1989,4,25,"1989-04-25",0.19999999872000002,0.19999999872000002,0.70000001280000002,9.9999999360000008E-2,0,1.00224,1.1000000448,1.2000000096000001,9.9999999360000008E-2,0,1.2000000096000001,1.5000000767999999,9.9999999360000008E-2]
[1989,4,26,"1989-04-26",4.1999999040000002,1.5999999552000002,2.7,1.7999999711999999,1.3000000176000002,3.3004799999999999,3.8000001312,8.3999998080000005,1.7000000927999999,1.3999999392,4.5000001439999995,4.999999968,0]
[1989,4,27,"1989-04-27",3.4999998911999999,3.4999998911999999,2.0999999520000001,4.5999999360000006,4.9000001759999998,4.3027199999999999,4.5000001439999995,7.8999998976000008,3.0000000672000002,4.100000112,6.8000001984000003,8.3999998080000005,0]
[1989,4,28,"1989-04-28",0,0,0.30000000671999999,0,0,0,0,0.19999999872000002,9.9999999360000008E-2,0,0,0,0]
[1989,4,29,"1989-04-29",0,0,9.9999999360000008E-2,0,0,0,0,0,0,0,0,0,0]
[1989,4,30,"1989-04-30",1.5000000767999999,0.90000002879999996,0.39999998880000004,0.49999999680000001,0.90000002879999996,1.50336,2.0999999520000001,0.79999997760000008,1.5000000767999999,0.60000000480000004,1.1000000448,1.1000000448,2.7999998784]
[1989,5,1,"1989-05-01",0,0,0,0,9.9999999360000008E-2,0,9.9999999360000008E-2,0,0,0,0,9.9999999360000008E-2,0]
[1989,5,2,"1989-05-02",0,0,0,0,9.9999999360000008E-2,0,0,0,0,0,0,0,0]
[1989,5,3,"1989-05-03",0,0,0,0,0,0,0,9.9999999360000008E-2,0,0,0,0,0]
[1989,5,4,"1989-05-04",0,0,0,0,0,0,0,0,0,0,0,0,0]
[1989,5,5,"1989-05-05",0,0,0,0,0,0,0,0,0,0,0,0,0]
[1989,5,6,"1989-05-06",0,0,0,0,0,0,0,0,0,0,0,0,0]
[1989,5,7,"1989-05-07",0,0,0,0,0,0,0,0,0,0,0,0,0]
[1989,5,8,"1989-05-08",0,0,0,0,0,0,0,0,0,0,0,0,0]
[1989,5,9,"1989-05-09",0,0,0,0,0,0,0,0,0,0,0,0,0]
[1989,5,10,"1989-05-10",0,0,0,0,0,0,0,0,0,0,0,0,9.9999999360000008E-2]
[1989,5,11,"1989-05-11",0.99999999360000003,0.19999999872000002,0.90000002879999996,1.7000000927999999,1.9000001088,1.5983999999999998,0.70000001280000002,1.7999999711999999,0.19999999872000002,0.39999998880000004,0.19999999872000002,1.3000000176000002,6.6000000959999996]
[1989,5,12,"1989-05-12",9.9999999360000008E-2,0,0.49999999680000001,3.0000000672000002,1.9999999872000001,0.69984000000000002,0,0.19999999872000002,0,0,0,0,3.3000000479999998]
[1989,5,13,"1989-05-13",9.9999999360000008E-2,9.9999999360000008E-2,0,0,0.39999998880000004,0,0,0,0,9.9999999360000008E-2,9.9999999360000008E-2,0.19999999872000002,0]
[1989,5,14,"1989-05-14",0,0,0,0,0,0,0,0,0,0,0,0,0]
[1989,5,15,"1989-05-15",0,0,0,0,0,0,0,0,0,0,0,0,0]
[1989,5,16,"1989-05-16",0,0,0,0,0,0,0,0,0,0,0,0,0]
[1989,5,17,"1989-05-17",0,0,0,0,0,0,0,0,0,0,0,0,0]
[1989,5,18,"1989-05-18",0,0,0,0,0,0,0,0,0,0,0,0,0]
[1989,5,19,"1989-05-19",0,0,0,0,0,0,0,0,0,0,0,0,0]
[1989,5,20,"1989-05-20",0,0,0,0,0,0,0,0,0,0,0,0,0]
[1989,5,21,"1989-05-21",0,0,0.30000000671999999,0,0,0.400032,0.30000000671999999,0,0,0,0,0.49999999680000001,0]
[1989,5,22,"1989-05-22",0,0,0,0,0,0,0,0,0,0,0,0,0]
[1989,5,23,"1989-05-23",0,0,0,0,0,0,0,0,0,0,0,0,0]
[1989,5,24,"1989-05-24",0,0,0,0,0,0.10022399999999999,0,0,0,0,0,0,1.7999999711999999]
[1989,5,25,"1989-05-25",0,0,0,0,0,0,0,0,0,0,0,0,0]
[1989,5,26,"1989-05-26",0,0,0,0,0,0,0,0,0,0,0,0,0]
[1989,5,27,"1989-05-27",0,0,0,0,0,0,0,0,0,0,0,0,0]
[1989,5,28,"1989-05-28",0,0,0,0,0,0,0,0,0,0,0,0,0]
[1989,5,29,"1989-05-29",0,0,0,0,0,0,0,0,0,0,0,0,0.30000000671999999]
[1989,5,30,"1989-05-30",0,0,0,0,0,0,0,0,0,0,0,0,9.9999999360000008E-2]
[1989,5,31,"1989-05-31",0,0,0,0,0,0.19958399999999998,0,0,0,0,0,0,0.19999999872000002]
[1989,6,1,"1989-06-01",2.2000000032,0.49999999680000001,2.0999999520000001,0,0.19999999872000002,4.7001600000000003,6.8000001984000003,5.4,3.8000001312,0,6.3999996479999997,9.1000005119999994,9.9999999360000008E-2]
[1989,6,2,"1989-06-02",0,9.9999999360000008E-2,0,0,0,0,0,1.2000000096000001,0.19999999872000002,0,0.70000001280000002,1.3000000176000002,0]
[1989,6,3,"1989-06-03",2.2000000032,5.6999998080000003,0.70000001280000002,5.1000000191999995,3.3000000479999998,1.9008,2.9000000160000003,0.60000000480000004,2.7,1.3999999392,1.3000000176000002,1.5000000767999999,1.9999999872000001]
[1989,6,4,"1989-06-04",0.49999999680000001,0.79999997760000008,0.19999999872000002,0.60000000480000004,0.90000002879999996,0.19958399999999998,0,0,0.49999999680000001,1.2000000096000001,0,9.9999999360000008E-2,3.0000000672000002]
[1989,6,5,"1989-06-05",1.7999999711999999,4.1999999040000002,2.7,3.0999998592,3.1999999104000003,4.0003200000000003,1.9999999872000001,3.0999998592,2.4000000192000002,7.1999997120000003,2.499999984,3.0999998592,6.9999997823999998]
[1989,6,6,"1989-06-06",9.7000001279999992,13.200000191999999,3.4999998911999999,2.2999999680000003,7.7999998464000004,4.5014399999999997,12.999999744,12.699999935999999,14.300000064000001,9.1999998720000011,13.40000064,17.100000288,3.0000000672000002]
[1989,6,7,"1989-06-07",5.8000000320000007,10.999999583999999,4.999999968,10.600000416,6.9000003359999997,3.4041600000000001,2.499999984,9.5000000256000003,7.4000001600000003,9.8999997120000014,4.9000001759999998,6.0000001344000005,0]
[1989,6,8,"1989-06-08",0.70000001280000002,1.9000001088,0.70000001280000002,1.7999999711999999,1.5999999552000002,0.400032,0.39999998880000004,0.49999999680000001,2.2999999680000003,4.2999999551999997,0.39999998880000004,0.49999999680000001,7.8999998976000008]
[1989,6,9,"1989-06-09",9.9999999360000008E-2,1.1000000448,0,0.90000002879999996,1.5999999552000002,0,0,0,9.9999999360000008E-2,1.3000000176000002,0,0,1.2000000096000001]
[1989,6,10,"1989-06-10",0,0,0,0,0,0,0,0,0,0,0,0,0]
[1989,6,11,"1989-06-11",0,0,0,0,0,0,0,0,0,0,0,0,0]
[1989,6,12,"1989-06-12",0,0,0,0,0,0,0,0,0,0,0,0,0]
[1989,6,13,"1989-06-13",0,0,0,0,0,0,0,0,0,0,0,0,0]
[1989,6,14,"1989-06-14",0,0,0,0,0,0,0,0,0,0,0,0,0]
[1989,6,15,"1989-06-15",0,0,0,0,0,0,0,0,0,0,0,0,0]
[1989,6,16,"1989-06-16",0,0,0,0,0,0,0,0,0,0,0,0,0]
[1989,6,17,"1989-06-17",0,0,0,0,0,0,0,0,0,0,0,0,0]
[1989,6,18,"1989-06-18",0,0,0,0,0,0,0,0,0,0,0,0,0]
[1989,6,19,"1989-06-19",0,0,0,0,0,0,0,0,0,0,0,0,0]
[1989,6,20,"1989-06-20",0,0,0,0,0,0,0,0,0,0,0,0,0]
[1989,6,21,"1989-06-21",0.99999999360000003,1.2000000096000001,0,1.3999999392,1.5999999552000002,0.400032,0.19999999872000002,0,9.9999999360000008E-2,1.5000000767999999,0,0,5.4999997056000005]
[1989,6,22,"1989-06-22",0,0,0,0.30000000671999999,0.49999999680000001,0,0,0,0,0,0,0,0]
[1989,6,23,"1989-06-23",0,0,0,0,0,0,0,0,0,0,0,0,0]
[1989,6,24,"1989-06-24",0,0,0,0,0,0,0,0,0,0,0,0,0]
[1989,6,25,"1989-06-25",0,0,0,0,0,0,0,0,0,0,0,0,0]
[1989,6,26,"1989-06-26",5.5999995839999999,3.4999998911999999,5.9000002559999993,7.6000002624,5.6999998080000003,5.5036800000000001,3.9999999744000001,8.2000002240000001,1.7999999711999999,2.6000000352000003,3.9999999744000001,6.3999996479999997,5.8000000320000007]
[1989,6,27,"1989-06-27",4.4000000064,1.7000000927999999,3.0000000672000002,9.8000003519999996,3.7000000800000001,0.89856000000000003,1.5000000767999999,1.1000000448,1.7000000927999999,6.2999997695999994,1.9000001088,2.9000000160000003,14.899999680000001]
[1989,6,28,"1989-06-28",0.49999999680000001,1.2000000096000001,1.3999999392,0.70000001280000002,0.70000001280000002,0,0.39999998880000004,0.19999999872000002,1.7999999711999999,0.49999999680000001,0.19999999872000002,0.30000000671999999,5.1000000191999995]
[1989,6,29,"1989-06-29",9.8000003519999996,4.4000000064,4.6999999872,8.9000000640000003,7.8999998976000008,5.7024000000000008,5.1000000191999995,6.1000002719999999,4.5999999360000006,3.4000000992000001,4.5999999360000006,7.9999997760000001,9.9999999360000008E-2]
[1989,6,30,"1989-06-30",0.30000000671999999,0,0.99999999360000003,0.49999999680000001,0.60000000480000004,0.400032,0.30000000671999999,0.39999998880000004,9.9999999360000008E-2,0,0,9.9999999360000008E-2,24.400001088]
[1989,7,1,"1989-07-01",0,9.9999999360000008E-2,3.1999999104000003,0.49999999680000001,9.9999999360000008E-2,2.2982399999999998,0.30000000671999999,1.3000000176000002,0.79999997760000008,0.39999998880000004,0.49999999680000001,0.39999998880000004,10.8]
[1989,7,2,"1989-07-02",0,0,0,0,0,0,0,0,0,0,0,0,0]
[1989,7,3,"1989-07-03",0,0,0,0,0,0,0,0,0,0,0,0,0]
[1989,7,4,"1989-07-04",0,0,0,0,0,0,0,0,0,0,0,0,0]
[1989,7,5,"1989-07-05",0,0,0,0,0,0,0,0,0,0.19999999872000002,0,0,0]
[1989,7,6,"1989-07-06",20.699999712,27.200000447999997,6.9999997823999998,19.600000703999999,18.900000000000002,6.4022399999999999,8.5999999103999993,6.9000003359999997,30.90000096,18.900000000000002,6.4999998720000001,8.2000002240000001,0]
[1989,7,7,"1989-07-07",0.39999998880000004,0,3.4999998911999999,0,0.30000000671999999,3.8966399999999997,1.7999999711999999,2.9000000160000003,0.30000000671999999,1.7999999711999999,1.9999999872000001,1.9999999872000001,0.49999999680000001]
[1989,7,8,"1989-07-08",0.70000001280000002,5.9000002559999993,6.2999997695999994,0.99999999360000003,0.30000000671999999,14.860800000000001,3.0999998592,12.299999904,1.9000001088,0.30000000671999999,1.7000000927999999,2.6000000352000003,1.5000000767999999]
[1989,7,9,"1989-07-09",0.70000001280000002,3.0000000672000002,9.9999999360000008E-2,1.7999999711999999,0.39999998880000004,0.10022399999999999,9.9999999360000008E-2,9.9999999360000008E-2,1.9999999872000001,0.30000000671999999,0,0,0]
[1989,7,10,"1989-07-10",0.39999998880000004,0.19999999872000002,9.9999999360000008E-2,0,0.30000000671999999,0.400032,0.19999999872000002,0,0.30000000671999999,0.39999998880000004,0,9.9999999360000008E-2,9.9999999360000008E-2]
[1989,7,11,"1989-07-11",0,0,0.19999999872000002,0,0,0,0,0,0,0,0,0,0]
[1989,7,12,"1989-07-12",0,0,0,0,0,0,0,0,0,0,0,0,0]
[1989,7,13,"1989-07-13",0,0,0,0,0,0,0,0,0,0,0,0,0]
[1989,7,14,"1989-07-14",0,0,0,0,0,0,0,0,0,0,0,0,0]
[1989,7,15,"1989-07-15",0,0,0,0,0,0,0,0,0,0,0,0,0]
[1989,7,16,"1989-07-16",0,0,0,0,0,0,0,0,0,0,0,0,0]
[1989,7,17,"1989-07-17",0,0,0,0,0,0,0,0,0,0,0,0,0]
[1989,7,18,"1989-07-18",0,0,0,0,0,0,0,0,0,0,0,0,0]
[1989,7,19,"1989-07-19",0,0,0,0,0,0,0,0,0,0,0,0,0]
[1989,7,20,"1989-07-20",0,0,0,0,0,0,0,0,0,0,0,0,0]
[1989,7,21,"1989-07-21",0.49999999680000001,0,0,0,0,0.10022399999999999,0.79999997760000008,0.19999999872000002,0.39999998880000004,0.70000001280000002,0,0.60000000480000004,9.9999999360000008E-2]
[1989,7,22,"1989-07-22",3.8000001312,9.9999999360000008E-2,1.2000000096000001,0.99999999360000003,1.9000001088,1.9008,0.19999999872000002,0.60000000480000004,2.2000000032,1.9000001088,0.60000000480000004,0.39999998880000004,0]
[1989,7,23,"1989-07-23",0.70000001280000002,0,0,1.3999999392,2.4000000192000002,0,0,0,0.30000000671999999,0,0,0,0]
[1989,7,24,"1989-07-24",0,0,0,0,0,0,0,0,0,0.39999998880000004,0,0,0]
[1989,7,25,"1989-07-25",0,0,0,0,0,0,0,0,0,0,0,0,0]
[1989,7,26,"1989-07-26",0,0,0,0,0,0,0,0,0,0,0,0,0]
[1989,7,27,"1989-07-27",0,0,0,0,0,0,0,0,0,0,9.9999999360000008E-2,9.9999999360000008E-2,0]
[1989,7,28,"1989-07-28",0,0,0,0,0,0,0,0,0,0,0,0,0]
[1989,7,29,"1989-07-29",0.30000000671999999,0,3.8999999232000002,1.5999999552000002,1.5999999552000002,2.2982399999999998,0.79999997760000008,1.1000000448,0.60000000480000004,1.5999999552000002,0.49999999680000001,0.30000000671999999,7.9999997760000001]
[1989,7,30,"1989-07-30",0.70000001280000002,3.5999999423999998,2.7,3.1999999104000003,3.8999999232000002,3.4992000000000001,0.49999999680000001,1.5999999552000002,1.5999999552000002,9.9999999360000008E-2,1.5999999552000002,2.2999999680000003,5.6999998080000003]
[1989,7,31,"1989-07-31",0,0.70000001280000002,0.49999999680000001,0,0.19999999872000002,0.50025599999999992,0.30000000671999999,0.30000000671999999,0.90000002879999996,9.9999999360000008E-2,9.9999999360000008E-2,9.9999999360000008E-2,4.6999999872]
[1989,8,1,"1989-08-01",0,0,0,0,0,0.10022399999999999,0,0,0,0,0,0,0]
[1989,8,2,"1989-08-02",0,0,0,0,0,0,0,0,0,0,0,0,0]
[1989,8,3,"1989-08-03",0,0.39999998880000004,0,0,0,0,0,0,0,9.9999999360000008E-2,0,0,0.60000000480000004]
[1989,8,4,"1989-08-04",0,0,0,0,0,0,0,0,0,0,0,0,0]
[1989,8,5,"1989-08-05",0,0,0,0,0,0,0,0,0,0,0,0,0]
[1989,8,6,"1989-08-06",0,0,0,0,0,0,0,0,0,0,0,0,0]
[1989,8,7,"1989-08-07",0,4.9000001759999998,0,0,0,0,0,0,4.4000000064,0.60000000480000004,0,0,9.9999999360000008E-2]
[1989,8,8,"1989-08-08",0,0.30000000671999999,0,0,0,0,0,0,0.39999998880000004,0,0,0,0]
[1989,8,9,"1989-08-09",9.9999999360000008E-2,0.30000000671999999,1.7999999711999999,0,9.9999999360000008E-2,1.5983999999999998,1.5999999552000002,1.3000000176000002,1.5000000767999999,0,0.60000000480000004,0.99999999360000003,1.7000000927999999]
[1989,8,10,"1989-08-10",0.39999998880000004,1.7999999711999999,5.6999998080000003,0.39999998880000004,0.70000001280000002,5.9011200000000006,2.499999984,4.2999999551999997,1.9999999872000001,1.2000000096000001,1.3999999392,1.2000000096000001,6.9999997823999998]
[1989,8,11,"1989-08-11",0.79999997760000008,0.30000000671999999,0,2.2000000032,1.1000000448,0.59961599999999993,0.49999999680000001,1.9999999872000001,0.39999998880000004,0.79999997760000008,0.49999999680000001,0.99999999360000003,9.9999999360000008E-2]
[1989,8,12,"1989-08-12",0,0,0,0,0,0,0,0,0,0,0,0,0]
[1989,8,13,"1989-08-13",3.0000000672000002,1.5000000767999999,8.3999998080000005,6.0000001344000005,3.5999999423999998,6.0998399999999995,7.9999997760000001,4.6999999872,2.6000000352000003,1.2000000096000001,5.9000002559999993,5.2000000704000007,1.3000000176000002]
[1989,8,14,"1989-08-14",0.39999998880000004,0.39999998880000004,2.9000000160000003,0,0.19999999872000002,1.9008,0.79999997760000008,2.7999998784,0.49999999680000001,0,1.7999999711999999,2.0999999520000001,8.5999999103999993]
[1989,8,15,"1989-08-15",0.30000000671999999,9.9999999360000008E-2,0.30000000671999999,0.39999998880000004,0.49999999680000001,1.5983999999999998,0.19999999872000002,2.4000000192000002,3.4999998911999999,0.39999998880000004,1.5000000767999999,2.9000000160000003,9.9999999360000008E-2]
[1989,8,16,"1989-08-16",2.2000000032,0.39999998880000004,9.9999999360000008E-2,2.7,1.5000000767999999,0,0,0,10.300000089599999,0.39999998880000004,0,0.49999999680000001,0]
[1989,8,17,"1989-08-17",1.7000000927999999,1.5000000767999999,1.7000000927999999,0.19999999872000002,0.79999997760000008,1.09728,2.2000000032,0.99999999360000003,2.7999998784,1.1000000448,4.100000112,3.8999999232000002,9.9999999360000008E-2]
[1989,8,18,"1989-08-18",0,0.19999999872000002,0,0,0,0,0,0,0.30000000671999999,0,0,0,0]
[1989,8,19,"1989-08-19",0,0,0,0,0,0,0,0,0,0,0,0,0]
[1989,8,20,"1989-08-20",0,0,0,0.19999999872000002,0.19999999872000002,0,9.9999999360000008E-2,0,0,0.70000001280000002,0,0,0.19999999872000002]
[1989,8,21,"1989-08-21",0,0,0,0,0,0,0,0,0,0,0,0,0]
[1989,8,22,"1989-08-22",0,0,0,0,0,0,0,0,0,0,0,0,0]
[1989,8,23,"1989-08-23",0,0,0,0,0,0,0,0,0,9.9999999360000008E-2,0,0,0]
[1989,8,24,"1989-08-24",1.7999999711999999,0.90000002879999996,0,1.3000000176000002,1.1000000448,0,0.39999998880000004,1.5000000767999999,0.49999999680000001,0.49999999680000001,2.0999999520000001,0.70000001280000002,0.30000000671999999]
[1989,8,25,"1989-08-25",4.6999999872,4.5000001439999995,9.3000000959999998,5.4999997056000005,4.5000001439999995,8.5968,6.1999997184,8.6999999615999997,5.9000002559999993,5.9000002559999993,8.5999999103999993,8.5000000320000009,0.60000000480000004]
[1989,8,26,"1989-08-26",3.8999999232000002,5.8000000320000007,4.9000001759999998,2.0999999520000001,2.499999984,3.1017600000000001,3.7000000800000001,2.2000000032,3.3000000479999998,5.4,3.0000000672000002,4.1999999040000002,25.999999488]
[1989,8,27,"1989-08-27",0,0.99999999360000003,0,1.1000000448,1.2000000096000001,0,9.9999999360000008E-2,0,9.9999999360000008E-2,0.60000000480000004,0,0,1.7000000927999999]
[1989,8,28,"1989-08-28",0,0.60000000480000004,0,0.19999999872000002,0,0,0,0,0.79999997760000008,0,0,0,0]
[1989,8,29,"1989-08-29",0,0,0,0,0,0,0,0,0,0,0,0,0]
[1989,8,30,"1989-08-30",9.9999999360000008E-2,0.30000000671999999,9.9999999360000008E-2,0,0,0,9.9999999360000008E-2,0,0.49999999680000001,0.60000000480000004,0,0,9.9999999360000008E-2]
[1989,8,31,"1989-08-31",0,0,0,0,0,0,0,0,0,0,0,0,0]
[1989,9,1,"1989-09-01",0,0,0,0,0,0,0,0,0,0,0,0,0.19999999872000002]
[1989,9,2,"1989-09-02",0.19999999872000002,0,0,0,0,0,0,0,0.39999998880000004,9.9999999360000008E-2,0,0,0.90000002879999996]
[1989,9,3,"1989-09-03",0,0,0,0,0,0,0,0,0.19999999872000002,0,0,0,0]
[1989,9,4,"1989-09-04",0,0,0,0,0,0,0,0,0,0,0,0,0]
[1989,9,5,"1989-09-05",0,0,0,0,0,0,0,0,0,0,0,0,0]
[1989,9,6,"1989-09-06",0,0,0,0,0,0,0,0,0,0,0,0,0]
[1989,9,7,"1989-09-07",0,0,0,0,0,0,0,0,0,0,0,0,0]
[1989,9,8,"1989-09-08",0,0,9.9999999360000008E-2,9.9999999360000008E-2,0,0.50025599999999992,9.9999999360000008E-2,0.49999999680000001,9.9999999360000008E-2,0,0,0,0]
[1989,9,9,"1989-09-09",27.200000447999997,0,2.7,22.3999992,23.100000767999997,4.7001600000000003,7.0999998336000001,7.6999999680000002,2.6000000352000003,1.5000000767999999,5.4999997056000005,8.6999999615999997,0]
[1989,9,10,"1989-09-10",0,0.79999997760000008,0,1.1000000448,9.9999999360000008E-2,0,0,0,0,0,0,9.9999999360000008E-2,0.60000000480000004]
[1989,9,11,"1989-09-11",0,0,0,0,0,0,0,0,0,0,0,0,1.2000000096000001]
[1989,9,12,"1989-09-12",0.60000000480000004,1.7999999711999999,29.100000384000001,2.7,0.19999999872000002,25.2288,27.899999424000001,0.39999998880000004,12.900000384,2.0999999520000001,1.9999999872000001,2.6000000352000003,3.0000000672000002]
[1989,9,13,"1989-09-13",1.7000000927999999,5.3000002080000002,0,1.9000001088,2.7,0,0.30000000671999999,0.60000000480000004,1.9000001088,3.7000000800000001,9.9999999360000008E-2,0.70000001280000002,2.6000000352000003]
[1989,9,14,"1989-09-14",7.4000001600000003,3.0999998592,3.3000000479999998,11.699999424000001,8.7999998399999999,4.8988800000000001,6.1999997184,11.200000032,4.1999999040000002,5.2000000704000007,7.6000002624,7.2999999359999999,1.3000000176000002]
[1989,9,15,"1989-09-15",0.30000000671999999,0,0.49999999680000001,0.70000001280000002,0.19999999872000002,0,9.9999999360000008E-2,0.30000000671999999,9.9999999360000008E-2,0,0.19999999872000002,0.49999999680000001,0]
[1989,9,16,"1989-09-16",1.3999999392,0,9.9999999360000008E-2,1.3000000176000002,1.3999999392,0.400032,0.19999999872000002,1.3000000176000002,0.39999998880000004,0,0.70000001280000002,1.2000000096000001,9.3000000959999998]
[1989,9,17,"1989-09-17",0,0,0,0,9.9999999360000008E-2,0,0,0,0,0,0,0,4.1999999040000002]
[1989,9,18,"1989-09-18",4.6999999872,0.99999999360000003,0,9.1000005119999994,5.1000000191999995,0.19958399999999998,0.19999999872000002,0.19999999872000002,1.5999999552000002,9.1999998720000011,0.30000000671999999,0.49999999680000001,0]
[1989,9,19,"1989-09-19",0,0,0,0,9.9999999360000008E-2,0,0,0,0,0,0,0,0]
[1989,9,20,"1989-09-20",0,0,0,0,0,0,0,0,0,0,9.9999999360000008E-2,0,0]
[1989,9,21,"1989-09-21",0,0,0.30000000671999999,0,0,0,9.9999999360000008E-2,1.3000000176000002,0,0,1.5000000767999999,1.5999999552000002,0]
[1989,9,22,"1989-09-22",5.5999995839999999,0,5.4,3.8999999232000002,4.100000112,4.3977599999999999,4.5999999360000006,3.1999999104000003,1.9999999872000001,2.0999999520000001,4.100000112,3.9999999744000001,0.30000000671999999]
[1989,9,23,"1989-09-23",0.30000000671999999,0,0,0.30000000671999999,0.30000000671999999,0,0,0,0,9.9999999360000008E-2,0,0,0]
[1989,9,24,"1989-09-24",0,1.7999999711999999,0,0,0,0,0,0,9.9999999360000008E-2,0,0,0,0]
[1989,9,25,"1989-09-25",0,0,0,0,0,0,0,0,0,0,0,0,0]
[1989,9,26,"1989-09-26",0.30000000671999999,0.19999999872000002,1.7999999711999999,9.9999999360000008E-2,9.9999999360000008E-2,1.39968,0.60000000480000004,1.7000000927999999,0.49999999680000001,0,0.90000002879999996,0.79999997760000008,0.60000000480000004]
[1989,9,27,"1989-09-27",0,0,0,0.39999998880000004,0,0.400032,0,0.99999999360000003,0,0,0.30000000671999999,0.30000000671999999,9.9999999360000008E-2]
[1989,9,28,"1989-09-28",0,0,0,0,0,0,0,0,0,0,0,0,0]
[1989,9,29,"1989-09-29",0,0,0,9.9999999360000008E-2,0,0,0,0,0,0,0,0,1.2000000096000001]
[1989,9,30,"1989-09-30",0,0,0,0.19999999872000002,0,0,0,0,0,0,0,9.9999999360000008E-2,0.39999998880000004]
[1989,10,1,"1989-10-01",0,0,0,0,0,0,0,0,0,0,0,0,0]
[1989,10,2,"1989-10-02",0,0,0,0,0,0,0,0,0,0,0,0,0]
[1989,10,3,"1989-10-03",0,0,0,0,0,0,0,0,0,0,0,0,0]
[1989,10,4,"1989-10-04",0,0,0,0,0,0,0,0,0,0,0,0,0]
[1989,10,5,"1989-10-05",5.5999995839999999,3.9999999744000001,5.3000002080000002,4.100000112,5.9000002559999993,5.4,5.3000002080000002,4.9000001759999998,5.2000000704000007,5.2000000704000007,4.1999999040000002,4.999999968,2.9000000160000003]
[1989,10,6,"1989-10-06",1.7999999711999999,1.3000000176000002,0.30000000671999999,1.5000000767999999,2.2999999680000003,0.59961599999999993,0.70000001280000002,0.39999998880000004,1.5999999552000002,1.9999999872000001,0.39999998880000004,0.30000000671999999,4.1999999040000002]
[1989,10,7,"1989-10-07",2.499999984,4.9000001759999998,3.0000000672000002,6.3999996479999997,4.5000001439999995,3.8016000000000001,2.7999998784,4.4000000064,3.4999998911999999,3.7000000800000001,2.9000000160000003,3.3000000479999998,1.5000000767999999]
[1989,10,8,"1989-10-08",0,9.9999999360000008E-2,0.19999999872000002,1.7999999711999999,9.9999999360000008E-2,0.10022399999999999,0,0.79999997760000008,0,0.99999999360000003,0.30000000671999999,0.19999999872000002,1.5000000767999999]
[1989,10,9,"1989-10-09",0,0.60000000480000004,9.9999999360000008E-2,0.19999999872000002,9.9999999360000008E-2,0.10022399999999999,0,9.9999999360000008E-2,0,9.9999999360000008E-2,0,0,0.39999998880000004]
[1989,10,10,"1989-10-10",0,0,0,0,0,0,0,9.9999999360000008E-2,0,0.90000002879999996,0,0,1.3000000176000002]
[1989,10,11,"1989-10-11",0,0,0.19999999872000002,0,0,0.19958399999999998,9.9999999360000008E-2,0.39999998880000004,0,0,0.19999999872000002,9.9999999360000008E-2,9.9999999360000008E-2]
[1989,10,12,"1989-10-12",0,0,9.9999999360000008E-2,0,0,0,0,0,0,0,0,0,2.2999999680000003]
[1989,10,13,"1989-10-13",0.70000001280000002,0.19999999872000002,0.49999999680000001,0.30000000671999999,0.39999998880000004,0.19958399999999998,0.19999999872000002,0.19999999872000002,0.39999998880000004,0.70000001280000002,0.79999997760000008,0.49999999680000001,1.3000000176000002]
[1989,10,14,"1989-10-14",0,0,0,0,0,0,0,0,0,0,0,0,0.60000000480000004]
[1989,10,15,"1989-10-15",0,0,0,0,0,0,0,0,0,0,0,0,0]
[1989,10,16,"1989-10-16",0,0,0,0,0,0,0,0,0,0,0,0,0]
[1989,10,17,"1989-10-17",0,0,0,0,0,0,0,0,0,0,0,0,0]
[1989,10,18,"1989-10-18",0,0,0,0,0,0,0,0.30000000671999999,0,0,0.19999999872000002,0,0]
[1989,10,19,"1989-10-19",10.699999776,6.8000001984000003,6.4999998720000001,9.8000003519999996,8.2000002240000001,8.5968,9.1000005119999994,11.200000032,13.900000032000001,6.2999997695999994,9.999999936,13.900000032000001,10.10000016]
[1989,10,20,"1989-10-20",3.3000000479999998,2.4000000192000002,6.9999997823999998,2.2999999680000003,1.7000000927999999,9.7631999999999994,4.999999968,10.399999967999999,3.4999998911999999,0.99999999360000003,9.1999998720000011,11.200000032,6.1000002719999999]
[1989,10,21,"1989-10-21",15.399999072000002,7.9999997760000001,0.79999997760000008,14.500000512,12.399999264,1.20096,1.7999999711999999,1.3999999392,6.4999998720000001,10.999999583999999,2.7999998784,4.5000001439999995,0.19999999872000002]
[1989,10,22,"1989-10-22",2.4000000192000002,1.9000001088,9.9999999360000008E-2,3.5999999423999998,2.2999999680000003,0.10022399999999999,1.1000000448,0.30000000671999999,4.2999999551999997,1.9999999872000001,0.49999999680000001,0.90000002879999996,0]
[1989,10,23,"1989-10-23",1.9000001088,0.49999999680000001,1.2000000096000001,0.39999998880000004,0.70000001280000002,2.7993600000000001,0.30000000671999999,2.0999999520000001,0.90000002879999996,9.9999999360000008E-2,0.49999999680000001,0.30000000671999999,0]
[1989,10,24,"1989-10-24",0,0,0,0,9.9999999360000008E-2,0,0,0,0,0,0,0,0]
[1989,10,25,"1989-10-25",0,9.9999999360000008E-2,9.9999999360000008E-2,0,0,0.29980799999999996,9.9999999360000008E-2,0.19999999872000002,9.9999999360000008E-2,0,9.9999999360000008E-2,9.9999999360000008E-2,9.9999999360000008E-2]
[1989,10,26,"1989-10-26",9.9999999360000008E-2,0.19999999872000002,3.0999998592,0.19999999872000002,0.19999999872000002,2.2982399999999998,0.90000002879999996,1.7000000927999999,0.70000001280000002,0,0.60000000480000004,0.99999999360000003,0.30000000671999999]
[1989,10,27,"1989-10-27",5.5999995839999999,2.499999984,3.4999998911999999,2.2999999680000003,3.5999999423999998,2.7993600000000001,1.9000001088,6.1000002719999999,3.9999999744000001,1.3999999392,3.5999999423999998,3.8000001312,9.9999999360000008E-2]
[1989,10,28,"1989-10-28",8.5999999103999993,6.9000003359999997,1.5000000767999999,17.899999487999999,9.3000000959999998,2.9030399999999998,4.5999999360000006,3.7000000800000001,6.9999997823999998,5.6999998080000003,4.9000001759999998,8.9000000640000003,3.3000000479999998]
[1989,10,29,"1989-10-29",6.8000001984000003,3.9999999744000001,3.1999999104000003,11.899999871999999,11.800000511999999,3.6979199999999999,5.6999998080000003,7.5000003840000007,3.7000000800000001,4.4000000064,6.6000000959999996,8.2000002240000001,2.9000000160000003]
[1989,10,30,"1989-10-30",8.9000000640000003,8.3999998080000005,5.6999998080000003,14.300000064000001,11.500000704,6.7996800000000004,6.9999997823999998,8.1,7.2999999359999999,7.7999998464000004,7.4000001600000003,8.9000000640000003,9.9999999360000008E-2]
[1989,10,31,"1989-10-31",9.9999999360000008E-2,0.19999999872000002,0,9.9999999360000008E-2,9.9999999360000008E-2,0,0,0,0,0,0,9.9999999360000008E-2,9.9999999360000008E-2]
[1989,11,1,"1989-11-01",0,0,0,1.3999999392,0.19999999872000002,0.19958399999999998,0.30000000671999999,0.39999998880000004,9.9999999360000008E-2,0,0.70000001280000002,0.79999997760000008,0]
[1989,11,2,"1989-11-02",8.7999998399999999,6.2999997695999994,8.5999999103999993,9.999999936,14.199999839999998,9.3311999999999991,13.800000671999999,8.6999999615999997,7.0999998336000001,7.7999998464000004,11.500000704,13.999999392000001,9.7000001279999992]
[1989,11,3,"1989-11-03",7.5000003840000007,3.0000000672000002,1.7999999711999999,1.9000001088,7.9999997760000001,3.4041600000000001,3.8999999232000002,5.4999997056000005,3.5999999423999998,1.7000000927999999,4.5999999360000006,4.9000001759999998,1.2000000096000001]
[1989,11,4,"1989-11-04",1.7000000927999999,0.90000002879999996,9.9999999360000008E-2,4.2999999551999997,1.1000000448,0.400032,9.9999999360000008E-2,9.9999999360000008E-2,0.60000000480000004,0.79999997760000008,9.9999999360000008E-2,0.30000000671999999,0.70000001280000002]
[1989,11,5,"1989-11-05",0,9.9999999360000008E-2,0,0,9.9999999360000008E-2,0.10022399999999999,0.49999999680000001,9.9999999360000008E-2,0,0,0,0.19999999872000002,2.9000000160000003]
[1989,11,6,"1989-11-06",0,0,0,2.2999999680000003,0.79999997760000008,0,0.39999998880000004,0,0,9.9999999360000008E-2,0,9.9999999360000008E-2,0]
[1989,11,7,"1989-11-07",7.2999999359999999,6.0000001344000005,2.7999998784,15.399999072000002,8.6999999615999997,3.6979199999999999,5.1000000191999995,5.4,4.4000000064,6.9999997823999998,5.2000000704000007,6.2999997695999994,2.6000000352000003]
[1989,11,8,"1989-11-08",1.9000001088,3.1999999104000003,2.0999999520000001,1.7000000927999999,1.7000000927999999,4.1040000000000001,3.4000000992000001,4.100000112,2.7,1.5000000767999999,2.499999984,4.5999999360000006,9.8999997120000014]
[1989,11,9,"1989-11-09",16.799999616000001,11.500000704,6.3999996479999997,13.5,13.999999392000001,6.2985599999999993,9.000000287999999,7.6000002624,7.0999998336000001,8.7999998399999999,9.3000000959999998,11.800000511999999,6.6000000959999996]
[1989,11,10,"1989-11-10",3.0999998592,1.3000000176000002,0.60000000480000004,10.600000416,5.5999995839999999,0.59961599999999993,2.0999999520000001,1.2000000096000001,1.2000000096000001,1.1000000448,1.9000001088,2.9000000160000003,0.49999999680000001]
[1989,11,11,"1989-11-11",0,0,0,0,0,0,0,0,0,0,0,0,0]
[1989,11,12,"1989-11-12",0,0.19999999872000002,9.9999999360000008E-2,0,0,0,0,0,0,9.9999999360000008E-2,0,0,9.9999999360000008E-2]
[1989,11,13,"1989-11-13",0,9.9999999360000008E-2,0.30000000671999999,9.9999999360000008E-2,0.19999999872000002,0.19958399999999998,9.9999999360000008E-2,0.19999999872000002,0.30000000671999999,0,9.9999999360000008E-2,9.9999999360000008E-2,0.30000000671999999]
[1989,11,14,"1989-11-14",0,0,0,0,0,0.10022399999999999,0,9.9999999360000008E-2,0,0,0,0,0]
[1989,11,15,"1989-11-15",0,0,0,0,0,0.10022399999999999,0,0,0,0,0,0,0]
[1989,11,16,"1989-11-16",0,0,0,0,0,0,0,0,0,0,0,0,0]
[1989,11,17,"1989-11-17",0,0,0,0,0,0.10022399999999999,0.19999999872000002,0.19999999872000002,0,0,0.19999999872000002,0.19999999872000002,0]
[1989,11,18,"1989-11-18",0,0,0,0,0,0.10022399999999999,0,0,0,0,0,0,0]
[1989,11,19,"1989-11-19",0,0,0,0,0,0,0,0,9.9999999360000008E-2,0,0,0,0]
[1989,11,20,"1989-11-20",0,0,0,0,0,0,0,0,0,0,0,0,9.9999999360000008E-2]
[1989,11,21,"1989-11-21",6.1999997184,0.90000002879999996,9.9999999360000008E-2,1.5999999552000002,0.49999999680000001,0.59961599999999993,0.99999999360000003,0.19999999872000002,0.30000000671999999,0.60000000480000004,0.19999999872000002,9.9999999360000008E-2,9.9999999360000008E-2]
[1989,11,22,"1989-11-22",0,0.19999999872000002,0.19999999872000002,4.999999968,0.60000000480000004,0,0,0,0,1.5000000767999999,0,0,0.49999999680000001]
[1989,11,23,"1989-11-23",0,0,0,0,0,0,0,0,0,0,0,0,1.3000000176000002]
[1989,11,24,"1989-11-24",9.9999999360000008E-2,1.3999999392,0,6.1999997184,3.1999999104000003,0,0,0,0.70000001280000002,1.5000000767999999,0,0,0.30000000671999999]
[1989,11,25,"1989-11-25",0,0,0,0,0,0,0,0,0,0,0,0,0]
[1989,11,26,"1989-11-26",0,0.19999999872000002,0,0,0,0,0,0,0,0,0,0,0]
[1989,11,27,"1989-11-27",0,0,0,9.9999999360000008E-2,9.9999999360000008E-2,0,0,0,0,0,0,0,0]
[1989,11,28,"1989-11-28",0,0,0,0,0,0,0,0,0,0,0,0,0]
[1989,11,29,"1989-11-29",0,0,0,0,0,0,0,0,0,0,0,0,0]
[1989,11,30,"1989-11-30",0,0,0,0,0,0,0,0,0,0,0,0,0.79999997760000008]
[1989,12,1,"1989-12-01",0,0,0,0,0,0,0,0,0,0,0,0,0]
[1989,12,2,"1989-12-02",0,0,0,0,0,0,0,0,0.19999999872000002,9.9999999360000008E-2,0,0,0]
[1989,12,3,"1989-12-03",0,0,9.9999999360000008E-2,0.30000000671999999,0.30000000671999999,0,0,0,0,9.9999999360000008E-2,0,0,0]
[1989,12,4,"1989-12-04",0.19999999872000002,0,0,0.19999999872000002,0,0,0,0,9.9999999360000008E-2,0,0,0,0.39999998880000004]
[1989,12,5,"1989-12-05",0,0,0,9.9999999360000008E-2,0.19999999872000002,0.10022399999999999,0,0,0,0,0,0,0]
[1989,12,6,"1989-12-06",0,0,9.9999999360000008E-2,0,0,0,0,9.9999999360000008E-2,0,0,0,0,9.9999999360000008E-2]
[1989,12,7,"1989-12-07",0,0,0,0,0,0,0,0,0,0,0,0,0]
[1989,12,8,"1989-12-08",0.19999999872000002,9.9999999360000008E-2,0,0.30000000671999999,0,0.10022399999999999,0.70000001280000002,9.9999999360000008E-2,1.3000000176000002,0.49999999680000001,0.30000000671999999,0.49999999680000001,0.39999998880000004]
[1989,12,9,"1989-12-09",1.3999999392,3.8999999232000002,0,3.0999998592,2.2999999680000003,0.10022399999999999,0.39999998880000004,9.9999999360000008E-2,1.3000000176000002,2.7,0.70000001280000002,1.1000000448,9.9999999360000008E-2]
[1989,12,10,"1989-12-10",0,0,9.9999999360000008E-2,9.9999999360000008E-2,9.9999999360000008E-2,0.10022399999999999,0,0,0,0.19999999872000002,0,0,0]
[1989,12,11,"1989-12-11",5.1000000191999995,3.9999999744000001,4.8000000384000003,4.2999999551999997,4.2999999551999997,2.9980800000000003,3.0000000672000002,2.7999998784,2.9000000160000003,4.1999999040000002,3.8000001312,4.2999999551999997,0.79999997760000008]
[1989,12,12,"1989-12-12",5.1000000191999995,4.999999968,6.4999998720000001,9.5000000256000003,3.7000000800000001,6.0998399999999995,5.6999998080000003,7.0999998336000001,5.5999995839999999,5.1000000191999995,5.1000000191999995,3.8999999232000002,2.0999999520000001]
[1989,12,13,"1989-12-13",21.399999552000001,17.400000095999999,22.20000048,22.100001120000002,18.499999968000001,28.166399999999999,20.399999904000001,33.300000288,17.899999487999999,12.399999264,25.100000064,24.000000192000002,13.699999584]
[1989,12,14,"1989-12-14",6.9000003359999997,2.2000000032,2.7999998784,1.1000000448,1.7000000927999999,1.70208,0.90000002879999996,2.7999998784,1.5000000767999999,2.0999999520000001,1.9000001088,2.2999999680000003,14.800000320000001]
[1989,12,15,"1989-12-15",21.300000191999999,15.000000768000001,19.199999807999998,13.299999551999999,16.499999807999998,19.699200000000001,24.900000480000003,22.299999840000002,18.599999327999999,14.100000479999999,22.799999232000001,24.999999840000001,8.7999998399999999]
[1989,12,16,"1989-12-16",2.499999984,4.6999999872,4.2999999551999997,6.8000001984000003,2.4000000192000002,5.5987200000000001,3.5999999423999998,7.9999997760000001,4.100000112,3.3000000479999998,6.3999996479999997,5.2000000704000007,3.3000000479999998]
[1989,12,17,"1989-12-17",5.9000002559999993,3.1999999104000003,2.9000000160000003,8.6999999615999997,3.4000000992000001,7.1971200000000009,4.5000001439999995,7.9999997760000001,1.7000000927999999,1.7000000927999999,6.1000002719999999,6.8000001984000003,0]
[1989,12,18,"1989-12-18",7.1999997120000003,3.4999998911999999,2.6000000352000003,6.8000001984000003,5.1000000191999995,5.2963199999999997,4.9000001759999998,6.70000032,5.1000000191999995,3.0999998592,6.0000001344000005,6.8000001984000003,23.500000799999999]
[1989,12,19,"1989-12-19",15.900000191999998,8.3999998080000005,6.2999997695999994,10.300000089599999,12.100000319999999,7.80192,11.800000511999999,15.500000159999999,9.000000287999999,6.8000001984000003,13.299999551999999,15.100000128,3.4999998911999999]
[1989,12,20,"1989-12-20",9.7000001279999992,9.999999936,18.099999936,10.999999583999999,7.6000002624,22.377600000000001,15.799999968,18.599999327999999,15.299999712,6.1999997184,17.59999968,19.000000224000001,19.000000224000001]
[1989,12,21,"1989-12-21",3.0000000672000002,3.9999999744000001,0.39999998880000004,1.5000000767999999,1.5999999552000002,1.39968,4.9000001759999998,1.1000000448,2.0999999520000001,4.1999999040000002,3.8000001312,4.4000000064,0]
[1989,12,22,"1989-12-22",0,0,9.9999999360000008E-2,0.19999999872000002,0.39999998880000004,0,0.99999999360000003,0.19999999872000002,0,0.39999998880000004,0.39999998880000004,0.70000001280000002,0]
[1989,12,23,"1989-12-23",2.2000000032,4.999999968,7.8999998976000008,1.9999999872000001,2.9000000160000003,10.6272,3.0000000672000002,9.3999999744,3.1999999104000003,1.3999999392,3.4999998911999999,3.5999999423999998,0.99999999360000003]
[1989,12,24,"1989-12-24",2.2000000032,1.5999999552000002,2.2000000032,3.3000000479999998,1.3000000176000002,1.7971200000000001,2.7999998784,3.8999999232000002,1.3999999392,0.30000000671999999,4.5000001439999995,5.1000000191999995,1.1000000448]
[1989,12,25,"1989-12-25",1.3999999392,0.90000002879999996,3.7000000800000001,0.60000000480000004,0.79999997760000008,4.1040000000000001,4.1999999040000002,3.0999998592,1.3999999392,9.9999999360000008E-2,4.9000001759999998,4.5999999360000006,9.9999999360000008E-2]
[1989,12,26,"1989-12-26",0.60000000480000004,1.2000000096000001,0.39999998880000004,0.30000000671999999,0.60000000480000004,0.29980799999999996,0.30000000671999999,0.30000000671999999,0.70000001280000002,9.9999999360000008E-2,0.39999998880000004,0.70000001280000002,0]
[1989,12,27,"1989-12-27",0,0,0,0,0,0,0,0,0,0,0,0,0]
[1989,12,28,"1989-12-28",0,0,0,0,0,0,0,0,0,0,0,0,0]
[1989,12,29,"1989-12-29",0,0,0,0,0,0,0,0,0,0,0,0,0]
[1989,12,30,"1989-12-30",0,0,0,0,0,0,0,0,0,0,0,0,0]
[1989,12,31,"1989-12-31",0,0,0,0,0,0,0,0,0,0,0,0,9.9999999360000008E-2]
[1990,1,1,"1990-01-01",1.1000000448,0.70000001280000002,0.70000001280000002,0.70000001280000002,1.3999999392,0.89856000000000003,1.3000000176000002,1.2000000096000001,0.79999997760000008,1.5000000767999999,0.99999999360000003,0.60000000480000004,0.49999999680000001]
[1990,1,2,"1990-01-02",0,0,0,0,9.9999999360000008E-2,0,0,0,0,0,0,9.9999999360000008E-2,0]
[1990,1,3,"1990-01-03",0,0,0,0,0,0,0,0,0,0,0,0,0]
[1990,1,4,"1990-01-04",0,0,0,0,0,0,0,0,0,0,0,0,0]
[1990,1,5,"1990-01-05",1.9000001088,0.39999998880000004,0.99999999360000003,0.49999999680000001,1.9999999872000001,1.296,1.9999999872000001,3.4999998911999999,0.49999999680000001,0.39999998880000004,2.7999998784,2.9000000160000003,3.1999999104000003]
[1990,1,6,"1990-01-06",3.8999999232000002,1.9999999872000001,6.70000032,4.6999999872,3.7000000800000001,10.713600000000001,12.200000544,16.400000448,8.3000004480000005,0.70000001280000002,14.699999232,15.799999968,5.2000000704000007]
[1990,1,7,"1990-01-07",2.4000000192000002,0.90000002879999996,0.70000001280000002,2.2000000032,2.6000000352000003,1.00224,0.99999999360000003,2.2000000032,0.90000002879999996,1.1000000448,1.3999999392,1.2000000096000001,0.30000000671999999]
[1990,1,8,"1990-01-08",0.39999998880000004,0.19999999872000002,9.9999999360000008E-2,9.9999999360000008E-2,9.9999999360000008E-2,0.10022399999999999,9.9999999360000008E-2,9.9999999360000008E-2,0,9.9999999360000008E-2,9.9999999360000008E-2,9.9999999360000008E-2,0]
[1990,1,9,"1990-01-09",0.49999999680000001,0.30000000671999999,0,0.49999999680000001,1.3999999392,0.19958399999999998,0,0,0.49999999680000001,0,9.9999999360000008E-2,0.19999999872000002,0]
[1990,1,10,"1990-01-10",0,0,0,0,0,0,0,0,0,0,9.9999999360000008E-2,0,0]
[1990,1,11,"1990-01-11",0,0,0,0,0,0,0,0,0,0,0,0,0]
[1990,1,12,"1990-01-12",2.6000000352000003,2.7,4.1999999040000002,4.999999968,2.7999998784,4.7001600000000003,1.9999999872000001,3.1999999104000003,3.4000000992000001,1.9000001088,2.6000000352000003,3.0000000672000002,1.7000000927999999]
[1990,1,13,"1990-01-13",0,0,0,9.9999999360000008E-2,0,0,0,0,0,0,0,0,0]
[1990,1,14,"1990-01-14",1.3999999392,1.2000000096000001,0.60000000480000004,1.7999999711999999,2.2000000032,0.59961599999999993,0.90000002879999996,1.9999999872000001,1.3000000176000002,2.6000000352000003,1.3999999392,1.3000000176000002,3.0999998592]
[1990,1,15,"1990-01-15",0,0,0,0.49999999680000001,0.39999998880000004,0.10022399999999999,0,9.9999999360000008E-2,0.19999999872000002,9.9999999360000008E-2,0,9.9999999360000008E-2,0]
[1990,1,16,"1990-01-16",0,0,0.39999998880000004,0.49999999680000001,0.90000002879999996,0.50025599999999992,0.60000000480000004,1.7000000927999999,0.70000001280000002,0.49999999680000001,0.39999998880000004,0.49999999680000001,0.19999999872000002]
[1990,1,17,"1990-01-17",0,0,0,0,9.9999999360000008E-2,0,0,0,0,0,0,0,0]
[1990,1,18,"1990-01-18",0,0,0,0,0,0,0,0,0,0,0,0,0]
[1990,1,19,"1990-01-19",3.5999999423999998,0.60000000480000004,0.90000002879999996,2.6000000352000003,3.3000000479999998,1.9008,2.7,2.499999984,1.7999999711999999,0.49999999680000001,2.499999984,3.4999998911999999,0.49999999680000001]
[1990,1,20,"1990-01-20",0.39999998880000004,9.9999999360000008E-2,9.9999999360000008E-2,0.39999998880000004,1.1000000448,0.10022399999999999,9.9999999360000008E-2,0.60000000480000004,9.9999999360000008E-2,0,0.19999999872000002,0.70000001280000002,0]
[1990,1,21,"1990-01-21",4.100000112,2.6000000352000003,1.7000000927999999,3.1999999104000003,2.7,3.1017600000000001,3.3000000479999998,6.0000001344000005,3.3000000479999998,1.1000000448,3.8000001312,6.0000001344000005,0.70000001280000002]
[1990,1,22,"1990-01-22",4.2999999551999997,2.2000000032,3.0999998592,3.5999999423999998,3.1999999104000003,3.8966399999999997,4.5999999360000006,4.5999999360000006,1.7000000927999999,1.2000000096000001,5.1000000191999995,4.9000001759999998,1.9999999872000001]
[1990,1,23,"1990-01-23",4.999999968,6.1000002719999999,5.4,4.5999999360000006,4.6999999872,9.6768000000000001,4.999999968,6.9000003359999997,7.5000003840000007,5.5999995839999999,6.4999998720000001,7.1999997120000003,7.4000001600000003]
[1990,1,24,"1990-01-24",7.7999998464000004,3.8999999232000002,2.0999999520000001,6.1000002719999999,5.9000002559999993,4.1040000000000001,3.8000001312,5.1000000191999995,3.7000000800000001,2.499999984,5.3000002080000002,7.1999997120000003,6.3999996479999997]
[1990,1,25,"1990-01-25",3.8999999232000002,2.6000000352000003,3.4999998911999999,0.70000001280000002,2.4000000192000002,3.8966399999999997,2.2999999680000003,3.4999998911999999,2.499999984,1.1000000448,2.7999998784,3.8000001312,1.5999999552000002]
[1990,1,26,"1990-01-26",0.60000000480000004,9.9999999360000008E-2,0,1.3999999392,2.6000000352000003,0,0.49999999680000001,9.9999999360000008E-2,0,0,0.19999999872000002,0.39999998880000004,9.9999999360000008E-2]
[1990,1,27,"1990-01-27",2.499999984,3.4999998911999999,5.1000000191999995,1.7000000927999999,1.5000000767999999,4.8038400000000001,2.7,5.9000002559999993,3.0000000672000002,2.0999999520000001,3.8999999232000002,4.5000001439999995,4.5999999360000006]
[1990,1,28,"1990-01-28",0.30000000671999999,0.30000000671999999,0.49999999680000001,0,1.1000000448,0.59961599999999993,2.2999999680000003,0.90000002879999996,0.19999999872000002,0,1.3999999392,1.3999999392,0.30000000671999999]
[1990,1,29,"1990-01-29",11.200000032,9.5999999039999988,9.5000000256000003,10.10000016,8.3999998080000005,15.379199999999999,14.300000064000001,12.500000352000001,17.300000736000001,5.1000000191999995,19.199999807999998,24.299999999999997,3.4999998911999999]
[1990,1,30,"1990-01-30",23.699999519999999,23.200000128000003,15.900000191999998,16.600000896000001,14.500000512,23.9328,21.300000191999999,27.099999359999998,21.399999552000001,10.300000089599999,25.600000319999999,29.500001279999999,2.0999999520000001]
[1990,1,31,"1990-01-31",13.699999584,17.800000128000001,4.1999999040000002,12.599999712000001,13.999999392000001,6.2985599999999993,10.699999776,7.7999998464000004,14.399999424000001,13.699999584,9.8999997120000014,15.799999968,2.6000000352000003]
[1990,2,1,"1990-02-01",4.1999999040000002,11.699999424000001,14.199999839999998,4.4000000064,4.100000112,11.5776,10.699999776,13.100000831999999,12.299999904,6.70000032,14.599999872,16.89999984,1.9999999872000001]
[1990,2,2,"1990-02-02",13.699999584,9.8000003519999996,6.1000002719999999,9.000000287999999,10.300000089599999,7.80192,12.200000544,10.8,10.10000016,7.6999999680000002,12.200000544,15.100000128,0.60000000480000004]
[1990,2,3,"1990-02-03",5.1000000191999995,7.0999998336000001,14.100000479999999,16.799999616000001,10.8,19.007999999999999,10.999999583999999,15.000000768000001,10.399999967999999,7.4000001600000003,13.600000223999999,15.100000128,21.899999808]
[1990,2,4,"1990-02-04",0,0,0,0,0.19999999872000002,0,0,9.9999999360000008E-2,9.9999999360000008E-2,0,0,9.9999999360000008E-2,0]
[1990,2,5,"1990-02-05",0,0,0,0,0,0,0,0,0,0,0,0,0]
[1990,2,6,"1990-02-06",5.1000000191999995,5.5999995839999999,10.8,2.9000000160000003,3.9999999744000001,11.9232,9.8999997120000014,14.100000479999999,4.999999968,2.2999999680000003,12.100000319999999,15.900000191999998,2.6000000352000003]
[1990,2,7,"1990-02-07",11.699999424000001,6.8000001984000003,6.2999997695999994,3.9999999744000001,6.1000002719999999,12.959999999999999,9.3999999744,14.199999839999998,7.0999998336000001,3.3000000479999998,12.100000319999999,15.900000191999998,8.5999999103999993]
[1990,2,8,"1990-02-08",0,0,0,0,9.9999999360000008E-2,0,0,0,0.19999999872000002,0,0,0,0]
[1990,2,9,"1990-02-09",0,0,0,0,0,0,0,0.90000002879999996,0,0,0,0,0]
[1990,2,10,"1990-02-10",7.2999999359999999,5.5999995839999999,3.0000000672000002,7.1999997120000003,5.3000002080000002,4.5014399999999997,6.0000001344000005,6.9999997823999998,7.1999997120000003,3.0999998592,6.9999997823999998,9.000000287999999,3.0999998592]
[1990,2,11,"1990-02-11",14.100000479999999,16.499999807999998,6.1999997184,9.8999997120000014,9.8999997120000014,9.7631999999999994,7.7999998464000004,9.5000000256000003,14.699999232,10.999999583999999,11.800000511999999,13.900000032000001,0.79999997760000008]
[1990,2,12,"1990-02-12",0,0,0,9.9999999360000008E-2,9.9999999360000008E-2,0,0,0,0,0,0,0,0]
[1990,2,13,"1990-02-13",5.2000000704000007,2.0999999520000001,4.6999999872,6.9000003359999997,6.6000000959999996,4.1040000000000001,6.0000001344000005,7.0999998336000001,3.8999999232000002,4.2999999551999997,4.9000001759999998,5.6999998080000003,3.8999999232000002]
[1990,2,14,"1990-02-14",10.300000089599999,6.9000003359999997,6.1999997184,8.5999999103999993,9.8000003519999996,6.6009599999999997,8.3000004480000005,9.000000287999999,7.6000002624,6.0000001344000005,9.999999936,12.599999712000001,5.4]
[1990,2,15,"1990-02-15",0,0,0,0,9.9999999360000008E-2,0,0,0,0,0,0,9.9999999360000008E-2,0]
[1990,2,16,"1990-02-16",0.79999997760000008,0,0,0.19999999872000002,0.70000001280000002,0,0,0.19999999872000002,0,0,9.9999999360000008E-2,0.19999999872000002,0]
[1990,2,17,"1990-02-17",4.1999999040000002,2.0999999520000001,1.5000000767999999,4.9000001759999998,5.3000002080000002,1.9008,0.99999999360000003,2.2999999680000003,1.3000000176000002,2.2000000032,1.7999999711999999,2.4000000192000002,1.1000000448]
[1990,2,18,"1990-02-18",0.19999999872000002,0,0,0.49999999680000001,0.60000000480000004,0.10022399999999999,0,0,9.9999999360000008E-2,9.9999999360000008E-2,9.9999999360000008E-2,9.9999999360000008E-2,0]
[1990,2,19,"1990-02-19",0,0,0,0,9.9999999360000008E-2,0.19958399999999998,9.9999999360000008E-2,0.39999998880000004,0,0,0.39999998880000004,0.79999997760000008,0]
[1990,2,20,"1990-02-20",0.79999997760000008,1.3000000176000002,0.70000001280000002,0.70000001280000002,0.90000002879999996,1.00224,1.3999999392,1.9999999872000001,0.30000000671999999,0.90000002879999996,1.7000000927999999,1.9000001088,3.1999999104000003]
[1990,2,21,"1990-02-21",0,0,1.3000000176000002,0,9.9999999360000008E-2,0.50025599999999992,0.39999998880000004,0.30000000671999999,0,0,0,0,0.39999998880000004]
[1990,2,22,"1990-02-22",0,0,0,0,0,0,0,0,0,0,0,0,0]
[1990,2,23,"1990-02-23",0,0,0,0,0,0,0,0,0,0,0,0,0]
[1990,2,24,"1990-02-24",0,0,0,0,0,0,0.19999999872000002,0,0,0,9.9999999360000008E-2,9.9999999360000008E-2,0]
[1990,2,25,"1990-02-25",15.100000128,11.800000511999999,7.6000002624,6.9000003359999997,8.3000004480000005,10.281600000000001,11.899999871999999,13.40000064,11.600000064000001,9.1000005119999994,12.200000544,14.599999872,2.499999984]
[1990,2,26,"1990-02-26",3.4000000992000001,1.2000000096000001,1.9999999872000001,3.0999998592,3.1999999104000003,2.4969600000000001,2.6000000352000003,3.5999999423999998,3.8999999232000002,1.9000001088,4.1999999040000002,4.6999999872,2.7]
[1990,2,27,"1990-02-27",9.9999999360000008E-2,9.9999999360000008E-2,9.9999999360000008E-2,0.30000000671999999,9.9999999360000008E-2,0,0.39999998880000004,0.39999998880000004,9.9999999360000008E-2,0,0.30000000671999999,9.9999999360000008E-2,0]
[1990,2,28,"1990-02-28",2.7,1.5999999552000002,8.2000002240000001,2.7999998784,2.499999984,4.5014399999999997,2.9000000160000003,2.9000000160000003,2.7999998784,2.6000000352000003,2.9000000160000003,3.0000000672000002,24.999999840000001]
[1990,3,1,"1990-03-01",0.60000000480000004,1.5000000767999999,0.79999997760000008,3.1999999104000003,0.70000001280000002,0.89856000000000003,0.39999998880000004,0.70000001280000002,0.39999998880000004,1.9000001088,0.79999997760000008,0.70000001280000002,7.5000003840000007]
[1990,3,2,"1990-03-02",0,0,0,9.9999999360000008E-2,9.9999999360000008E-2,0,0,0,0,0,0,0,0]
[1990,3,3,"1990-03-03",0,0,0,0,0,0,0,0,0,0,0,0,0]
[1990,3,4,"1990-03-04",0,0,0,0,0,0,0,0,0,0,0,0,0]
[1990,3,5,"1990-03-05",0,0,0,0,0,0,0,0,0,0,0,0,0]
[1990,3,6,"1990-03-06",0,0,0,0,0,0,0,0,0,0,0,0,0]
[1990,3,7,"1990-03-07",0,0,0,0,0,0,0,0,0,0,0,0,0]
[1990,3,8,"1990-03-08",0,0,0,0,0,0,0,0,0,0,0,0,0]
[1990,3,9,"1990-03-09",0,0,0,0.30000000671999999,0,0,0,0,0,9.9999999360000008E-2,0,0,1.3000000176000002]
[1990,3,10,"1990-03-10",0,0,0,0,0,0,0,0,0,0,0,0,0]
[1990,3,11,"1990-03-11",0,0,0,0,0,0,0,0,0,0,0,0,0]
[1990,3,12,"1990-03-12",0,0,0,0,0,0,0,0,0,0,0,0,0]
[1990,3,13,"1990-03-13",0.49999999680000001,0,0,1.7000000927999999,0.90000002879999996,0,0,0.49999999680000001,0,0.39999998880000004,9.9999999360000008E-2,0.30000000671999999,1.7999999711999999]
[1990,3,14,"1990-03-14",0,0,0,0,9.9999999360000008E-2,0,0,0,0,0,0,0,0]
[1990,3,15,"1990-03-15",0,0,0,0,0,0,0,0,0,0,0,0,0]
[1990,3,16,"1990-03-16",0,0,0,0,0,0,0,0,0,0,0,0,0]
[1990,3,17,"1990-03-17",0,0,0,0,0,0,0,0,0,0,0,0,0]
[1990,3,18,"1990-03-18",0,0,0,0,0,0,0,0,0,0,0,0,0]
[1990,3,19,"1990-03-19",0.60000000480000004,0.99999999360000003,2.0999999520000001,0.90000002879999996,0.90000002879999996,1.20096,0.70000001280000002,1.5000000767999999,0.39999998880000004,0.60000000480000004,0.90000002879999996,1.1000000448,10.999999583999999]
[1990,3,20,"1990-03-20",0,0,0,9.9999999360000008E-2,9.9999999360000008E-2,0,0,9.9999999360000008E-2,0,0,0,0,0]
[1990,3,21,"1990-03-21",0,0,0.19999999872000002,0.30000000671999999,0.19999999872000002,0,9.9999999360000008E-2,0.19999999872000002,0,0,9.9999999360000008E-2,0.19999999872000002,0]
[1990,3,22,"1990-03-22",0,0,0,0,0,0,0,0,0,0,0,0,0]
[1990,3,23,"1990-03-23",0,0,0,0,0,0,0,0,0,0,0,0,0]
[1990,3,24,"1990-03-24",0.49999999680000001,3.4999998911999999,1.3000000176000002,1.1000000448,0.60000000480000004,0.800064,0.30000000671999999,0.30000000671999999,2.2000000032,2.499999984,0,9.9999999360000008E-2,2.2999999680000003]
[1990,3,25,"1990-03-25",0,0,0.79999997760000008,0,0.19999999872000002,0.59961599999999993,2.2000000032,2.499999984,9.9999999360000008E-2,9.9999999360000008E-2,2.2999999680000003,2.2000000032,1.2000000096000001]
[1990,3,26,"1990-03-26",0,0,0,0.60000000480000004,0,0,0,0,0,0,0,0,0.19999999872000002]
[1990,3,27,"1990-03-27",0,0,0,0,0,0,0,0,0,0,0,0,0]
[1990,3,28,"1990-03-28",0,0,0,0,0,0,0,0,0,0,0,0,9.9999999360000008E-2]
[1990,3,29,"1990-03-29",0,0,0,0,0,0,0,0,0,0,0,0,0]
[1990,3,30,"1990-03-30",0,0,0,0,0,0,0,0,0,0,0,0,0]
[1990,3,31,"1990-03-31",0,0,0,0,0,0,0,0,0,0,0,0,0]
[1990,4,1,"1990-04-01",0,0,0,0,0,0,0,0,0,0,0,0,0]
[1990,4,2,"1990-04-02",16.400000448,12.399999264,11.300000255999999,13.100000831999999,14.300000064000001,12.8736,12.900000384,10.399999967999999,12.599999712000001,13.5,11.500000704,12.799999295999999,9.7000001279999992]
[1990,4,3,"1990-04-03",0,0,0,1.2000000096000001,0.19999999872000002,0,9.9999999360000008E-2,0.79999997760000008,1.3000000176000002,0.39999998880000004,0.70000001280000002,0.99999999360000003,1.9000001088]
[1990,4,4,"1990-04-04",0,0,0.79999997760000008,0,0,0.10022399999999999,0.19999999872000002,0,0,0.49999999680000001,0,0,0]
[1990,4,5,"1990-04-05",0,0,0,0,0,0,0,0,0,0,0,0,0]
[1990,4,6,"1990-04-06",0,0,0,0,0,0,0,0,0,0,0,0,0]
[1990,4,7,"1990-04-07",1.3000000176000002,0,0,5.8000000320000007,2.2000000032,0,0,0,9.9999999360000008E-2,0.39999998880000004,0,0,0]
[1990,4,8,"1990-04-08",0,0,0,0.19999999872000002,0.19999999872000002,0,0.30000000671999999,0,0,0,0,9.9999999360000008E-2,0]
[1990,4,9,"1990-04-09",0,0,0,0,0,0,0,0,0,0,0,0,0]
[1990,4,10,"1990-04-10",0,0,0,0,0,0,0,0,0,0,0,0,0]
[1990,4,11,"1990-04-11",0,0,0,0,0,0,0,0,0,0,0,9.9999999360000008E-2,0]
[1990,4,12,"1990-04-12",0,0,0,0,0,0.10022399999999999,0,0.30000000671999999,0,0,9.9999999360000008E-2,9.9999999360000008E-2,1.2000000096000001]
[1990,4,13,"1990-04-13",10.600000416,9.8999997120000014,10.899999360000001,7.2999999359999999,8.1,12.787199999999999,9.8999997120000014,16.2,10.500000192,8.2000002240000001,11.399999616000001,12.999999744,7.8999998976000008]
[1990,4,14,"1990-04-14",10.200000038399999,4.9000001759999998,0.70000001280000002,16.89999984,13.900000032000001,1.9958399999999998,1.3999999392,3.8000001312,1.7999999711999999,4.6999999872,4.1999999040000002,7.0999998336000001,2.0999999520000001]
[1990,4,15,"1990-04-15",1.3000000176000002,1.2000000096000001,0.39999998880000004,1.3999999392,0.70000001280000002,0.19958399999999998,0.30000000671999999,9.9999999360000008E-2,0.49999999680000001,0.70000001280000002,9.9999999360000008E-2,0,0]
[1990,4,16,"1990-04-16",3.7000000800000001,2.2000000032,1.5000000767999999,1.7000000927999999,1.5999999552000002,1.5983999999999998,2.6000000352000003,2.7,2.0999999520000001,0.90000002879999996,1.9999999872000001,1.7000000927999999,2.7999998784]
[1990,4,17,"1990-04-17",1.3999999392,0,1.5000000767999999,0.79999997760000008,0.39999998880000004,1.9008,1.7999999711999999,2.4000000192000002,0.60000000480000004,0.19999999872000002,1.3000000176000002,1.1000000448,1.5000000767999999]
[1990,4,18,"1990-04-18",3.4000000992000001,7.1999997120000003,3.1999999104000003,8.1,5.1000000191999995,5.7024000000000008,4.5000001439999995,6.8000001984000003,4.5000001439999995,5.6999998080000003,3.9999999744000001,4.5999999360000006,6.6000000959999996]
[1990,4,19,"1990-04-19",0.39999998880000004,0.30000000671999999,3.5999999423999998,3.0000000672000002,1.3000000176000002,1.39968,1.7000000927999999,3.8000001312,0.79999997760000008,0.19999999872000002,2.2999999680000003,3.0000000672000002,3.0999998592]
[1990,4,20,"1990-04-20",11.099999808,5.2000000704000007,3.4000000992000001,11.099999808,10.300000089599999,6.0998399999999995,5.4,7.0999998336000001,6.9999997823999998,4.9000001759999998,5.3000002080000002,6.9999997823999998,4.9000001759999998]
[1990,4,21,"1990-04-21",0.49999999680000001,0,2.2999999680000003,0.39999998880000004,1.7999999711999999,3.6979199999999999,2.0999999520000001,4.8000000384000003,0.49999999680000001,0,3.1999999104000003,4.100000112,2.4000000192000002]
[1990,4,22,"1990-04-22",0,0,0.49999999680000001,9.9999999360000008E-2,0,0.10022399999999999,0,0.30000000671999999,0,0,9.9999999360000008E-2,0.19999999872000002,0]
[1990,4,23,"1990-04-23",0,0,0.39999998880000004,0.19999999872000002,0,0.400032,0,0.39999998880000004,0,0,0,0,0]
[1990,4,24,"1990-04-24",0,0,0,0,0,0,0,0,0.30000000671999999,0,0,0,0]
[1990,4,25,"1990-04-25",0,0,0.19999999872000002,0,0,0,0,0,0,0,0,9.9999999360000008E-2,0]
[1990,4,26,"1990-04-26",0.39999998880000004,1.2000000096000001,0.19999999872000002,0.60000000480000004,0.79999997760000008,0.400032,0.19999999872000002,1.7000000927999999,0.19999999872000002,0.60000000480000004,0.60000000480000004,0.19999999872000002,3.1999999104000003]
[1990,4,27,"1990-04-27",0,0,0,0,0,0,0,0,0,0,0,0,0]
[1990,4,28,"1990-04-28",0,0,0,0,0,0,0,0,0,0,0,0,0]
[1990,4,29,"1990-04-29",0,0,0,0,0,0,0,0,0,0,0,0,0]
[1990,4,30,"1990-04-30",0,0,0,0,0,0,0,0,0,0,0,0,0]
[1990,5,1,"1990-05-01",0,0,0,0,0,0,0,0,0,0,0,0,0]
[1990,5,2,"1990-05-02",0,0,0,0,0,0,0,0,0,0,0,0.19999999872000002,0]
[1990,5,3,"1990-05-03",0,0,0,0,0,0,0,0,0,0,0,0,0]
[1990,5,4,"1990-05-04",0,0,0,0,0,0,0,0,0,0,0,0,0]
[1990,5,5,"1990-05-05",0,0,0,0,0,0,0,0,0,0,0,0,0]
[1990,5,6,"1990-05-06",0,0,1.9999999872000001,0,0,0,0,0,0,0,0,0,0.39999998880000004]
[1990,5,7,"1990-05-07",0,0,0,0,0,0,0,0,0,0,0,0,0]
[1990,5,8,"1990-05-08",0,0,0,0,0,0,0,0,0,0,0,0,0]
[1990,5,9,"1990-05-09",3.3000000479999998,0.99999999360000003,1.9999999872000001,3.4000000992000001,1.5999999552000002,0.89856000000000003,0.39999998880000004,4.4000000064,0.70000001280000002,2.2000000032,3.8000001312,3.4000000992000001,0]
[1990,5,10,"1990-05-10",5.3000002080000002,6.6000000959999996,9.5999999039999988,7.4000001600000003,9.000000287999999,8.3980800000000002,4.9000001759999998,7.7999998464000004,4.8000000384000003,8.5000000320000009,3.7000000800000001,4.5000001439999995,2.7999998784]
[1990,5,11,"1990-05-11",0.30000000671999999,5.4,0.60000000480000004,2.6000000352000003,1.3000000176000002,1.09728,0.39999998880000004,0.39999998880000004,2.7999998784,6.9999997823999998,0.19999999872000002,0.30000000671999999,9.999999936]
[1990,5,12,"1990-05-12",0,0,0,0,0,0,0,0,0,0,0,0,0]
[1990,5,13,"1990-05-13",0,0,0,0,0,0,0,0,0,0,0,0,0]
[1990,5,14,"1990-05-14",0,0,0,0,0,0,0,0,0,0,0,0,0]
[1990,5,15,"1990-05-15",0,0,9.9999999360000008E-2,0,0,0,0,0,0,0,0,0,0]
[1990,5,16,"1990-05-16",0,0,0,0,0,0,0,0,0,0,0,0,0]
[1990,5,17,"1990-05-17",0,0,0,0,0,0,0,0,0,0,0,0,0]
[1990,5,18,"1990-05-18",0,0,0,0,0,0,0,0,0,0,0,0,0]
[1990,5,19,"1990-05-19",0,0,0,0,0,0,0,0,0,0,0,0,0]
[1990,5,20,"1990-05-20",0,0,0,0,0,0,0,0,0,0,0,0,0]
[1990,5,21,"1990-05-21",0,0,0,0,0,0,0,0,0,0,0,0,0]
[1990,5,22,"1990-05-22",0,0,0,0,0,0,0,0,0,0,0,0,0]
[1990,5,23,"1990-05-23",0,0,0,0,0,0,0,0,0,0,0,0,0]
[1990,5,24,"1990-05-24",0,0,0,0,0,0,0,0,0,0,0,0,0]
[1990,5,25,"1990-05-25",0,0,0,0,0,0,0,0,0,0,0,0,0]
[1990,5,26,"1990-05-26",0,0,0,0,0,0,0,0,0,0,0,0,0]
[1990,5,27,"1990-05-27",0,0,0,0,0,0,0,0,0,0,0,0,0]
[1990,5,28,"1990-05-28",0,0,0,0,0,0,0,0,0,0,0,0,0]
[1990,5,29,"1990-05-29",0,0,0,0,0,0,0,9.9999999360000008E-2,0,0,0,0,0]
[1990,5,30,"1990-05-30",0,0,0,0,0,0,0,0,0,0,0,0,0]
[1990,5,31,"1990-05-31",0,0,0,0,0,0,0,0,0,0,0,0,9.9999999360000008E-2]
[1990,6,1,"1990-06-01",11.600000064000001,11.600000064000001,2.7999998784,6.3999996479999997,11.899999871999999,5.9961600000000006,5.5999995839999999,3.4999998911999999,9.3000000959999998,11.800000511999999,4.4000000064,6.6000000959999996,9.000000287999999]
[1990,6,2,"1990-06-02",0,0,0,0,0,0,0,0,0,0,0,0,3.3000000479999998]
[1990,6,3,"1990-06-03",3.4000000992000001,3.8999999232000002,3.1999999104000003,1.9999999872000001,3.9999999744000001,4.5014399999999997,9.5999999039999988,5.4999997056000005,6.1999997184,3.4999998911999999,7.0999998336000001,5.6999998080000003,5.3000002080000002]
[1990,6,4,"1990-06-04",0,0,0,0,0,0,0,0,0,0,0,0,0]
[1990,6,5,"1990-06-05",0.70000001280000002,0,5.3000002080000002,0.30000000671999999,0.19999999872000002,2.6006399999999998,2.2999999680000003,3.4000000992000001,0.70000001280000002,9.9999999360000008E-2,2.4000000192000002,2.2999999680000003,1.1000000448]
[1990,6,6,"1990-06-06",2.6000000352000003,0.70000001280000002,2.4000000192000002,0.39999998880000004,1.5999999552000002,1.39968,1.5000000767999999,1.3999999392,1.5999999552000002,0.49999999680000001,1.5999999552000002,2.7999998784,0.70000001280000002]
[1990,6,7,"1990-06-07",0.30000000671999999,1.3000000176000002,7.7999998464000004,0,0,9.3311999999999991,2.7999998784,2.9000000160000003,0.99999999360000003,0.99999999360000003,2.2999999680000003,3.1999999104000003,0]
[1990,6,8,"1990-06-08",5.6999998080000003,5.4,3.4000000992000001,5.4999997056000005,5.2000000704000007,2.4969600000000001,1.2000000096000001,2.7,1.9000001088,4.6999999872,2.0999999520000001,2.4000000192000002,3.9999999744000001]
[1990,6,9,"1990-06-09",1.5000000767999999,4.6999999872,2.2000000032,3.8000001312,2.499999984,3.1017600000000001,1.7999999711999999,1.5000000767999999,2.0999999520000001,5.3000002080000002,0.79999997760000008,0.60000000480000004,1.5000000767999999]
[1990,6,10,"1990-06-10",0,0,0,0.60000000480000004,0,0,0,0,0,0,0,9.9999999360000008E-2,0]
[1990,6,11,"1990-06-11",0.19999999872000002,0,0,0,9.9999999360000008E-2,0,0,0,0,0,0,0,0.99999999360000003]
[1990,6,12,"1990-06-12",0.19999999872000002,0,0,0.49999999680000001,0.19999999872000002,0,0,0,0,0.19999999872000002,0,0,0.70000001280000002]
[1990,6,13,"1990-06-13",0,0,0,0.19999999872000002,0,0,0,0,0,9.9999999360000008E-2,0,0,9.9999999360000008E-2]
[1990,6,14,"1990-06-14",0,0,0,0,0,0,0,0,0,0,0,0,0]
[1990,6,15,"1990-06-15",0,0,0,0,0,0,0,0,0,0,0,0,0]
[1990,6,16,"1990-06-16",0,0,0,0,0,0,0,0,0,0,0,0,0]
[1990,6,17,"1990-06-17",0,0,0,0,0,0,0,0,0,0,0,0,0]
[1990,6,18,"1990-06-18",7.1999997120000003,3.8000001312,0.60000000480000004,9.7000001279999992,6.2999997695999994,1.7971200000000001,2.6000000352000003,4.6999999872,3.8999999232000002,2.7,3.1999999104000003,6.6000000959999996,9.9999999360000008E-2]
[1990,6,19,"1990-06-19",0,0,0,9.9999999360000008E-2,0,0,0,0,0,9.9999999360000008E-2,0,9.9999999360000008E-2,0.39999998880000004]
[1990,6,20,"1990-06-20",1.3999999392,0.79999997760000008,0.30000000671999999,1.9999999872000001,1.2000000096000001,0.29980799999999996,0.39999998880000004,1.3000000176000002,9.9999999360000008E-2,0.49999999680000001,0.70000001280000002,1.3000000176000002,1.3999999392]
[1990,6,21,"1990-06-21",18.399999744000002,12.200000544,10.300000089599999,11.399999616000001,13.699999584,17.798400000000001,15.700000608,21.899999808,18.000000575999998,9.8999997120000014,19.400000255999998,23.299999488000001,7.9999997760000001]
[1990,6,22,"1990-06-22",0.19999999872000002,5.3000002080000002,3.0000000672000002,9.9999999360000008E-2,0,4.1040000000000001,4.1999999040000002,0.99999999360000003,1.9000001088,6.3999996479999997,1.3999999392,9.9999999360000008E-2,6.1000002719999999]
[1990,6,23,"1990-06-23",0,0.49999999680000001,3.4000000992000001,0,0,3.4041600000000001,0,0.19999999872000002,0.49999999680000001,2.7,9.9999999360000008E-2,0,0.60000000480000004]
[1990,6,24,"1990-06-24",0,0,0,0,9.9999999360000008E-2,0,0,0,0,0,0,0,0]
[1990,6,25,"1990-06-25",0,0,0,0,0,0,0,0,0,0,0,0,0]
[1990,6,26,"1990-06-26",0,0,0,0,0,0,0,0,0.60000000480000004,0,0,0,9.9999999360000008E-2]
[1990,6,27,"1990-06-27",0,0,0,0,0,0,0,0,0,0,0,0,0]
[1990,6,28,"1990-06-28",0,0,0,0,0,0,0,0,0,0,0,0,0]
[1990,6,29,"1990-06-29",0.49999999680000001,0,0,0,0,0,0,0,1.3999999392,0,0,0,0.30000000671999999]
[1990,6,30,"1990-06-30",9.5000000256000003,5.2000000704000007,1.5999999552000002,2.2000000032,4.4000000064,2.7043200000000001,4.8000000384000003,5.1000000191999995,9.1999998720000011,4.1999999040000002,3.8000001312,5.5999995839999999,1.5000000767999999]
[1990,7,1,"1990-07-01",0.79999997760000008,0,0,4.100000112,0.99999999360000003,0,9.9999999360000008E-2,0.39999998880000004,1.3000000176000002,0.19999999872000002,0.19999999872000002,0.19999999872000002,5.1000000191999995]
[1990,7,2,"1990-07-02",0,0,0,9.9999999360000008E-2,0,0,0,0,1.9000001088,0.60000000480000004,0,0,1.5999999552000002]
[1990,7,3,"1990-07-03",0,0,9.9999999360000008E-2,0,0,0,0.19999999872000002,0.30000000671999999,0,0,0.60000000480000004,0.49999999680000001,0]
[1990,7,4,"1990-07-04",4.1999999040000002,4.4000000064,2.2999999680000003,1.7999999711999999,1.9999999872000001,3.8966399999999997,2.7,5.1000000191999995,3.8999999232000002,1.7999999711999999,4.4000000064,5.4,8.3000004480000005]
[1990,7,5,"1990-07-05",1.7000000927999999,3.8999999232000002,1.5000000767999999,2.7999998784,1.5999999552000002,2.0995200000000001,0.99999999360000003,9.9999999360000008E-2,1.5999999552000002,1.2000000096000001,9.9999999360000008E-2,0.39999998880000004,4.5999999360000006]
[1990,7,6,"1990-07-06",5.4999997056000005,5.3000002080000002,4.999999968,6.4999998720000001,6.0000001344000005,4.8988800000000001,3.0000000672000002,2.499999984,6.0000001344000005,2.7999998784,1.2000000096000001,1.5000000767999999,1.3000000176000002]
[1990,7,7,"1990-07-07",0,9.9999999360000008E-2,0,0.19999999872000002,0,0.19958399999999998,0,0,0.19999999872000002,0.30000000671999999,0,0,0.30000000671999999]
[1990,7,8,"1990-07-08",0,0,0,0,0,0,0,0,0,0,0,0,0]
[1990,7,9,"1990-07-09",0,0,0,0,0,0,0,0,0,0,0,0,0]
[1990,7,10,"1990-07-10",0,0,0,0,0,0,0,0,0,0,0,0,0]
[1990,7,11,"1990-07-11",0,0,0,0,0,0,0,0,0,0,0,0,0]
[1990,7,12,"1990-07-12",0,0,0,0,0,0,0,0,0,0,0,0,0]
[1990,7,13,"1990-07-13",0,0,0,0,0,0,0,0,0,0,0,0,0]
[1990,7,14,"1990-07-14",0,0,0,0,0,0,0,0,0,0,0,0,0]
[1990,7,15,"1990-07-15",0,0,0,0,0,0,0,0,0,0,0,0,4.4000000064]
[1990,7,16,"1990-07-16",0,0,0,0,0,0,0,0,0,0,0,0,0]
[1990,7,17,"1990-07-17",0,0,0,0,0,0.10022399999999999,9.9999999360000008E-2,0,0,0,0,0,0]
[1990,7,18,"1990-07-18",0,0,0,0,0,0,0,0,0,0,0,0,0]
[1990,7,19,"1990-07-19",0,0,0,0,0,0,0,0,0,0,0,0,0]
[1990,7,20,"1990-07-20",0,0,0,0,0,0,0,0,0,0,0,0,0]
[1990,7,21,"1990-07-21",0,0,0,0,0,0,0,0,0,0,0,0,0]
[1990,7,22,"1990-07-22",0,0,0,0,0,0,0,0,0,0,0,0,0]
[1990,7,23,"1990-07-23",0,0,0,0,0,0,0,0,0,0,0,0,0]
[1990,7,24,"1990-07-24",0,0,0,0,0,0,0,0,0,0,0,0,0]
[1990,7,25,"1990-07-25",0,0,0,0,0,0,0,0,0,0,0,0,0]
[1990,7,26,"1990-07-26",0,0,0,0,0,0,0,0,0,0,0,0,0]
[1990,7,27,"1990-07-27",0.70000001280000002,0,0,1.2000000096000001,0.49999999680000001,0.10022399999999999,9.9999999360000008E-2,0,9.9999999360000008E-2,0.49999999680000001,0,0,0]
[1990,7,28,"1990-07-28",0,0,0,0,0,0,0,0,0,0,0,0,0.19999999872000002]
[1990,7,29,"1990-07-29",0,0,0,0,0,0,0,0,0,0,0,0,0.39999998880000004]
[1990,7,30,"1990-07-30",0,0,1.2000000096000001,0,0,1.00224,9.9999999360000008E-2,0.60000000480000004,0,0,0,0,1.5999999552000002]
[1990,7,31,"1990-07-31",0,0,0,0,0,0,0,0,0,0,0,0,0]
[1990,8,1,"1990-08-01",0,0,0,0,0,0,0,0.30000000671999999,0,0,0,0,0]
[1990,8,2,"1990-08-02",0,0,0,0,0,0,0,0,0,0,0,0,0]
[1990,8,3,"1990-08-03",0,0,0,0,0,0,0,0,0,0,0,0,0]
[1990,8,4,"1990-08-04",0,0,0,0,0,0,0,0,0,0,0,0,0]
[1990,8,5,"1990-08-05",0,0,0,0,0,0,0,0,0,0,0,0,0]
[1990,8,6,"1990-08-06",0,0,0,0,0,0,0,0,0,0,0,0,9.9999999360000008E-2]
[1990,8,7,"1990-08-07",0,0,0,0,0,0,0,0,0,0,0,0,0]
[1990,8,8,"1990-08-08",0,0,0,0,0,0,0,0,0,0,0,0,0]
[1990,8,9,"1990-08-09",0,0,0,0,0,0,0,0,0,0,0,0,0]
[1990,8,10,"1990-08-10",0,0,0,0,0,0,0,0,0,0,0,0,0]
[1990,8,11,"1990-08-11",0,0,0,0,0,0,0,0,0,0,0,0,0]
[1990,8,12,"1990-08-12",0,0,0,0,0,0,0,0,0,0,0,0,0]
[1990,8,13,"1990-08-13",0,0,0,0,0,0,0,0,0,0,0,0,0]
[1990,8,14,"1990-08-14",0.30000000671999999,9.9999999360000008E-2,9.9999999360000008E-2,0.70000001280000002,1.1000000448,0.29980799999999996,0.30000000671999999,9.9999999360000008E-2,0,0.19999999872000002,0,0.30000000671999999,0.79999997760000008]
[1990,8,15,"1990-08-15",1.3999999392,0.39999998880000004,0.39999998880000004,0.60000000480000004,0.79999997760000008,0.59961599999999993,9.9999999360000008E-2,1.7999999711999999,0.39999998880000004,0,1.1000000448,1.9000001088,0.60000000480000004]
[1990,8,16,"1990-08-16",9.9999999360000008E-2,0,0.30000000671999999,0,0.49999999680000001,0,0,9.9999999360000008E-2,0.49999999680000001,0.49999999680000001,0.19999999872000002,0.70000001280000002,0]
[1990,8,17,"1990-08-17",2.0999999520000001,2.4000000192000002,4.999999968,4.1999999040000002,3.9999999744000001,4.5014399999999997,4.100000112,5.6999998080000003,3.0000000672000002,2.2999999680000003,2.9000000160000003,3.7000000800000001,2.9000000160000003]
[1990,8,18,"1990-08-18",7.6999999680000002,4.999999968,3.8000001312,5.2000000704000007,6.1000002719999999,9.1584000000000003,5.4,5.9000002559999993,6.0000001344000005,3.0999998592,5.1000000191999995,6.0000001344000005,1.5999999552000002]
[1990,8,19,"1990-08-19",5.6999998080000003,6.1000002719999999,6.3999996479999997,10.999999583999999,6.2999997695999994,7.6032000000000002,7.4000001600000003,11.399999616000001,6.6000000959999996,5.4,6.9000003359999997,7.1999997120000003,15.700000608]
[1990,8,20,"1990-08-20",0,1.3999999392,0.30000000671999999,0.90000002879999996,0,0,0,9.9999999360000008E-2,0.70000001280000002,0.19999999872000002,0,0,9.9999999360000008E-2]
[1990,8,21,"1990-08-21",0,0,0,0,0,0,0,0,0,0,0,0,0]
[1990,8,22,"1990-08-22",0,0,0,0,0,0,0,0,0,0,0,0,0]
[1990,8,23,"1990-08-23",0,0,0,0,0,0,0,0,0,0,0,0,0]
[1990,8,24,"1990-08-24",0,0,0,0,0,0,0,0,0,0,0,0,0]
[1990,8,25,"1990-08-25",6.4999998720000001,4.999999968,11.300000255999999,2.7999998784,4.2999999551999997,4.3027199999999999,6.1000002719999999,9.9999999360000008E-2,14.800000320000001,1.5000000767999999,0.30000000671999999,0,0]
[1990,8,26,"1990-08-26",0,0,0,0,0,0,0,0,0,0,0,0,0]
[1990,8,27,"1990-08-27",0,0,0,0,0,0,0,0,9.9999999360000008E-2,0,0,0,0]
[1990,8,28,"1990-08-28",0,0,0,9.9999999360000008E-2,0,0,0,0,0,0,0,0,0]
[1990,8,29,"1990-08-29",14.699999232,8.5000000320000009,6.1000002719999999,10.699999776,10.600000416,5.5036800000000001,4.4000000064,9.000000287999999,10.399999967999999,12.999999744,4.999999968,4.999999968,2.499999984]
[1990,8,30,"1990-08-30",0,0,0,0,0,0,0,9.9999999360000008E-2,0,0,0,0,0]
[1990,8,31,"1990-08-31",0.39999998880000004,0,0,0,9.9999999360000008E-2,0,0,0,0,0.39999998880000004,0,0,0.39999998880000004]
[1990,9,1,"1990-09-01",0,0,0,0,0,0,0,0,0,0,0,0,0]
[1990,9,2,"1990-09-02",0,0,0,0,0,0,0,0,0,0,0,0,0]
[1990,9,3,"1990-09-03",2.2000000032,6.70000032,3.8000001312,0,0,6.2035200000000001,5.4999997056000005,4.999999968,7.6000002624,6.6000000959999996,3.4999998911999999,2.0999999520000001,0.49999999680000001]
[1990,9,4,"1990-09-04",0,0,0,0,0,0,0,0,0,0,0,0,0]
[1990,9,5,"1990-09-05",0.99999999360000003,0.30000000671999999,0.39999998880000004,0,0.90000002879999996,1.70208,0.70000001280000002,1.7999999711999999,0.39999998880000004,9.9999999360000008E-2,1.3000000176000002,1.9000001088,1.1000000448]
[1990,9,6,"1990-09-06",0,0,0,1.5000000767999999,0,0,0,0,0,0,0,0,4.100000112]
[1990,9,7,"1990-09-07",0,0,0,0,0,0,0,0,0,0,0,0,1.1000000448]
[1990,9,8,"1990-09-08",0,0,0,0,0,0,0,0,0,0,0,0,0]
[1990,9,9,"1990-09-09",0,0,0,0,0,0,0,0,0,0,0,0,0]
[1990,9,10,"1990-09-10",0,0,0,0,0,0,0,0,0,0,0,0,0]
[1990,9,11,"1990-09-11",0,0,0,0,0,0,0,0,0,0,0,0,0]
[1990,9,12,"1990-09-12",0,0,0,0,0,0,0,0,0,0,0,0,0]
[1990,9,13,"1990-09-13",0,0,0,0,0,0,0,0,0,0,0,0,0]
[1990,9,14,"1990-09-14",0,0,0,9.9999999360000008E-2,0,0,0,0,0,9.9999999360000008E-2,0,0,0]
[1990,9,15,"1990-09-15",0,0,0,0,0,0,0,0,0,0,0,0,0]
[1990,9,16,"1990-09-16",0,0,0,0,0,0,0,0,0,0,0,0,0]
[1990,9,17,"1990-09-17",0.90000002879999996,0.99999999360000003,1.3999999392,0.19999999872000002,0.19999999872000002,0.59961599999999993,0.39999998880000004,2.0999999520000001,1.7000000927999999,0.79999997760000008,0.90000002879999996,0.99999999360000003,0.60000000480000004]
[1990,9,18,"1990-09-18",0.30000000671999999,9.9999999360000008E-2,0.90000002879999996,0.19999999872000002,0.19999999872000002,0.69984000000000002,0.19999999872000002,1.2000000096000001,9.9999999360000008E-2,0,0.30000000671999999,0.19999999872000002,1.9000001088]
[1990,9,19,"1990-09-19",0,0,0.49999999680000001,0.30000000671999999,0.19999999872000002,0.400032,9.9999999360000008E-2,0.70000001280000002,0,9.9999999360000008E-2,0,9.9999999360000008E-2,1.7999999711999999]
[1990,9,20,"1990-09-20",0,0,0,9.9999999360000008E-2,0.19999999872000002,0,0.19999999872000002,0.60000000480000004,9.9999999360000008E-2,0,0,0,1.9999999872000001]
[1990,9,21,"1990-09-21",3.4999998911999999,1.7999999711999999,1.9000001088,1.7999999711999999,4.5999999360000006,2.2982399999999998,4.100000112,3.3000000479999998,1.1000000448,1.5000000767999999,3.8999999232000002,3.8999999232000002,0]
[1990,9,22,"1990-09-22",0,0.39999998880000004,0.30000000671999999,1.7999999711999999,0.19999999872000002,0.50025599999999992,9.9999999360000008E-2,9.9999999360000008E-2,1.1000000448,0.39999998880000004,0.30000000671999999,0.30000000671999999,0]
[1990,9,23,"1990-09-23",1.5999999552000002,5.6999998080000003,4.5000001439999995,4.4000000064,4.999999968,7.4995199999999995,4.5000001439999995,4.6999999872,6.9000003359999997,10.399999967999999,8.2000002240000001,4.5000001439999995,5.4999997056000005]
[1990,9,24,"1990-09-24",3.8000001312,7.9999997760000001,1.7999999711999999,1.7999999711999999,0.70000001280000002,0.69984000000000002,0.79999997760000008,0.30000000671999999,1.5999999552000002,4.2999999551999997,9.9999999360000008E-2,9.9999999360000008E-2,3.1999999104000003]
[1990,9,25,"1990-09-25",0,0.19999999872000002,0,9.9999999360000008E-2,0,0,0,0,0,9.9999999360000008E-2,0,0,0.30000000671999999]
[1990,9,26,"1990-09-26",0,0,0,0,0,0,0,0,0,0,0,0,0]
[1990,9,27,"1990-09-27",0,0,0,0,0,0,0,0,0,0,0,0,0.39999998880000004]
[1990,9,28,"1990-09-28",0,0,0,0,0,0,0,0,0,0,0,0,0]
[1990,9,29,"1990-09-29",13.699999584,12.999999744,10.200000038399999,5.1000000191999995,6.9000003359999997,11.3184,18.399999744000002,18.099999936,13.699999584,11.500000704,21.69999936,22.899998591999999,7.1999997120000003]
[1990,9,30,"1990-09-30",1.9999999872000001,0,4.1999999040000002,9.000000287999999,4.1999999040000002,3.4992000000000001,1.9999999872000001,2.7,1.1000000448,2.9000000160000003,3.5999999423999998,3.4999998911999999,7.8999998976000008]
[1990,10,1,"1990-10-01",0,0.19999999872000002,0,0,0,0,9.9999999360000008E-2,0,9.9999999360000008E-2,0,0,9.9999999360000008E-2,0]
[1990,10,2,"1990-10-02",0,0,0.19999999872000002,0,0,0,0.60000000480000004,1.2000000096000001,0,0,1.1000000448,1.3000000176000002,0]
[1990,10,3,"1990-10-03",4.5000001439999995,5.1000000191999995,4.1999999040000002,8.3999998080000005,5.4999997056000005,6.7996800000000004,4.4000000064,5.9000002559999993,6.6000000959999996,4.1999999040000002,4.6999999872,5.4999997056000005,6.1999997184]
[1990,10,4,"1990-10-04",0,0,9.9999999360000008E-2,0,0,0,9.9999999360000008E-2,9.9999999360000008E-2,9.9999999360000008E-2,0,0.30000000671999999,0.39999998880000004,2.2999999680000003]
[1990,10,5,"1990-10-05",1.9000001088,9.9999999360000008E-2,1.5000000767999999,1.7999999711999999,2.7,1.296,1.3000000176000002,3.7000000800000001,0.79999997760000008,1.5000000767999999,1.7999999711999999,2.6000000352000003,9.9999999360000008E-2]
[1990,10,6,"1990-10-06",0.30000000671999999,0,0.70000001280000002,0.30000000671999999,0.19999999872000002,1.20096,0.39999998880000004,0.99999999360000003,1.1000000448,0.39999998880000004,0.49999999680000001,0.99999999360000003,0.39999998880000004]
[1990,10,7,"1990-10-07",0,0,0,0,0,0,0,0,0,0,0,0,2.2999999680000003]
[1990,10,8,"1990-10-08",0,0,0,0,0,0,0,0,0,0,0,0,0]
[1990,10,9,"1990-10-09",0,0,0,0,0,0,0,0,0,0,0,0,0]
[1990,10,10,"1990-10-10",0,0,0,0.70000001280000002,0.30000000671999999,0,0,0,0,0,0,9.9999999360000008E-2,0]
[1990,10,11,"1990-10-11",0,0,0,0,0,0,0,0,0,0,0,0,0]
[1990,10,12,"1990-10-12",0,0,0,0,0,0,0,0,0,0,0,0,0]
[1990,10,13,"1990-10-13",0,0,0,0,0,0,0,0,0,0,0,0,9.9999999360000008E-2]
[1990,10,14,"1990-10-14",0,0,0,0,0,0,0,0,0,0,0,0,0]
[1990,10,15,"1990-10-15",12.699999935999999,3.9999999744000001,5.8000000320000007,0.39999998880000004,3.5999999423999998,10.281600000000001,4.999999968,9.1000005119999994,12.699999935999999,0.99999999360000003,6.70000032,6.6000000959999996,5.6999998080000003]
[1990,10,16,"1990-10-16",0,0,0,0,9.9999999360000008E-2,0,0,0,9.9999999360000008E-2,0,0,0,0]
[1990,10,17,"1990-10-17",0,0,0,0.49999999680000001,0,0,0,0.19999999872000002,0,0,0,0.19999999872000002,3.4000000992000001]
[1990,10,18,"1990-10-18",4.2999999551999997,17.899999487999999,2.4000000192000002,6.1999997184,5.6999998080000003,0.800064,0,3.8999999232000002,3.5999999423999998,5.6999998080000003,2.499999984,3.9999999744000001,17.59999968]
[1990,10,19,"1990-10-19",0.49999999680000001,0,0,0,0,0.50025599999999992,3.4000000992000001,0.39999998880000004,5.8000000320000007,1.5999999552000002,4.9000001759999998,5.1000000191999995,1.3999999392]
[1990,10,20,"1990-10-20",0,0,0,0,0,0.10022399999999999,0,0,0,0,9.9999999360000008E-2,0,0]
[1990,10,21,"1990-10-21",0,0.19999999872000002,0,0,0,0,0,0,0,0,0,0,0]
[1990,10,22,"1990-10-22",0,0,0,0,0,0,0,0,0,0,0,0,0]
[1990,10,23,"1990-10-23",0,0,0,0,0,0,0,0,0,0,0,0,0]
[1990,10,24,"1990-10-24",11.300000255999999,1.5000000767999999,0.49999999680000001,0,0.70000001280000002,0.89856000000000003,2.2999999680000003,2.0999999520000001,3.9999999744000001,9.9999999360000008E-2,1.9000001088,1.9000001088,1.7000000927999999]
[1990,10,25,"1990-10-25",6.9000003359999997,7.1999997120000003,4.2999999551999997,3.0999998592,6.9000003359999997,6.7996800000000004,8.5000000320000009,4.5999999360000006,9.3000000959999998,3.4000000992000001,5.4,6.1999997184,6.1999997184]
[1990,10,26,"1990-10-26",23.500000799999999,22.799999232000001,10.10000016,35.799999839999998,23.399998848000003,19.6128,17.400000095999999,17.199999647999999,28.600000991999998,24.000000192000002,21.6,27.700000703999997,13.299999551999999]
[1990,10,27,"1990-10-27",46.799997696000005,59.200001280000002,16.299999360000001,44.7999984,32.999999615999997,20.563200000000002,23.000001407999999,29.199999743999999,42.200002080000004,29.299999104000001,35.19999936,43.099997184000003,9.7000001279999992]
[1990,10,28,"1990-10-28",0.49999999680000001,0.39999998880000004,0,1.5000000767999999,0.60000000480000004,0.10022399999999999,0.99999999360000003,9.9999999360000008E-2,1.7000000927999999,0.19999999872000002,0.30000000671999999,0.39999998880000004,0.60000000480000004]
[1990,10,29,"1990-10-29",3.1999999104000003,4.4000000064,1.3999999392,9.999999936,5.9000002559999993,1.09728,1.2000000096000001,1.7999999711999999,1.5999999552000002,3.8000001312,2.4000000192000002,2.9000000160000003,0]
[1990,10,30,"1990-10-30",3.8000001312,0,0.70000001280000002,5.8000000320000007,5.2000000704000007,0.19958399999999998,9.9999999360000008E-2,0,0,0,9.9999999360000008E-2,0.30000000671999999,0.30000000671999999]
[1990,10,31,"1990-10-31",0,0,0,9.9999999360000008E-2,9.9999999360000008E-2,0,0,0,0,0,0,0,0.19999999872000002]
[1990,11,1,"1990-11-01",0,0,0,0.19999999872000002,0.19999999872000002,0,0,0,0,9.9999999360000008E-2,0,0,1.3000000176000002]
[1990,11,2,"1990-11-02",1.3000000176000002,0,0.49999999680000001,0.19999999872000002,9.9999999360000008E-2,0.89856000000000003,0.49999999680000001,1.1000000448,0.70000001280000002,9.9999999360000008E-2,0.70000001280000002,1.1000000448,4.999999968]
[1990,11,3,"1990-11-03",0,0,0,0,0,0,0,9.9999999360000008E-2,0,0,0,0,5.8000000320000007]
[1990,11,4,"1990-11-04",0,0,0,0,0,0,0,0,0,0,0,0,4.8000000384000003]
[1990,11,5,"1990-11-05",2.9000000160000003,5.1000000191999995,0,2.0999999520000001,1.3000000176000002,0,0,0,5.1000000191999995,3.9999999744000001,0,0,0.79999997760000008]
[1990,11,6,"1990-11-06",2.0999999520000001,8.9000000640000003,9.9999999360000008E-2,0.60000000480000004,1.1000000448,0,0,0,1.9999999872000001,5.4,9.9999999360000008E-2,0,0.70000001280000002]
[1990,11,7,"1990-11-07",0,0,9.9999999360000008E-2,9.9999999360000008E-2,0,0.10022399999999999,0,0,0,0,0,0,0]
[1990,11,8,"1990-11-08",0,0,0,0,0,0,0,0,0,0,0,0,0]
[1990,11,9,"1990-11-09",0.39999998880000004,0,0.39999998880000004,0.30000000671999999,0.19999999872000002,0.400032,0.30000000671999999,0.49999999680000001,0,0,0.39999998880000004,0.70000001280000002,0.39999998880000004]
[1990,11,10,"1990-11-10",1.1000000448,0.19999999872000002,9.9999999360000008E-2,9.9999999360000008E-2,0.60000000480000004,0.29980799999999996,0.49999999680000001,0.30000000671999999,0,0.19999999872000002,0.30000000671999999,0.49999999680000001,0]
[1990,11,11,"1990-11-11",0.39999998880000004,9.9999999360000008E-2,1.5999999552000002,9.9999999360000008E-2,9.9999999360000008E-2,0.29980799999999996,1.5999999552000002,2.7999998784,0,9.9999999360000008E-2,2.2999999680000003,1.7999999711999999,0]
[1990,11,12,"1990-11-12",3.1999999104000003,0.39999998880000004,1.7000000927999999,1.7000000927999999,2.2999999680000003,1.9958399999999998,1.1000000448,0.90000002879999996,0.99999999360000003,1.5000000767999999,1.1000000448,2.0999999520000001,0.79999997760000008]
[1990,11,13,"1990-11-13",8.3999998080000005,3.8999999232000002,3.5999999423999998,10.300000089599999,10.8,3.1017600000000001,2.9000000160000003,4.2999999551999997,3.8000001312,4.9000001759999998,3.8000001312,5.1000000191999995,1.3999999392]
[1990,11,14,"1990-11-14",0,0,9.9999999360000008E-2,0.49999999680000001,9.9999999360000008E-2,0.10022399999999999,0,0,0.19999999872000002,0.90000002879999996,0,0,0.70000001280000002]
[1990,11,15,"1990-11-15",1.3000000176000002,1.3000000176000002,0.60000000480000004,1.1000000448,0.99999999360000003,1.00224,1.3000000176000002,0.39999998880000004,0.99999999360000003,1.5000000767999999,9.9999999360000008E-2,9.9999999360000008E-2,0.19999999872000002]
[1990,11,16,"1990-11-16",0,0,0.39999998880000004,9.9999999360000008E-2,0.19999999872000002,0.19958399999999998,0.70000001280000002,0.70000001280000002,0.39999998880000004,0,0.19999999872000002,9.9999999360000008E-2,8.7999998399999999]
[1990,11,17,"1990-11-17",0.39999998880000004,0,0.30000000671999999,0.70000001280000002,0.30000000671999999,0.50025599999999992,0.70000001280000002,0.90000002879999996,0.90000002879999996,0.39999998880000004,0.39999998880000004,0.19999999872000002,9.1999998720000011]
[1990,11,18,"1990-11-18",0,0.49999999680000001,0,9.9999999360000008E-2,0,0,0.19999999872000002,0,0,0,9.9999999360000008E-2,9.9999999360000008E-2,0]
[1990,11,19,"1990-11-19",1.3999999392,1.2000000096000001,2.9000000160000003,2.2999999680000003,2.2999999680000003,2.7043200000000001,1.9000001088,4.9000001759999998,1.3000000176000002,0.99999999360000003,2.499999984,2.499999984,10.600000416]
[1990,11,20,"1990-11-20",0,0,0.49999999680000001,0,0,0.10022399999999999,0,0.79999997760000008,0,0,0.39999998880000004,0.30000000671999999,9.9999999360000008E-2]
[1990,11,21,"1990-11-21",0,0,9.9999999360000008E-2,0,0,0,0.19999999872000002,9.9999999360000008E-2,0,0,0,0,6.2999997695999994]
[1990,11,22,"1990-11-22",0,0.79999997760000008,0,9.9999999360000008E-2,0,0,0,0,0,1.2000000096000001,9.9999999360000008E-2,0,0.79999997760000008]
[1990,11,23,"1990-11-23",7.2999999359999999,9.1999998720000011,4.1999999040000002,2.499999984,12.999999744,6.6009599999999997,9.3000000959999998,8.3999998080000005,6.8000001984000003,10.200000038399999,7.6999999680000002,9.999999936,2.499999984]
[1990,11,24,"1990-11-24",18.700000416000002,27.300000671999999,0.39999998880000004,28.300000319999999,23.900000832,1.7971200000000001,9.5000000256000003,4.5000001439999995,10.600000416,23.399998848000003,5.8000000320000007,9.7000001279999992,4.999999968]
[1990,11,25,"1990-11-25",18.300000384000001,18.399999744000002,6.4999998720000001,24.299999999999997,22.299999840000002,8.1993600000000004,13.100000831999999,8.6999999615999997,15.000000768000001,20.900000159999998,7.7999998464000004,7.6000002624,8.9000000640000003]
[1990,11,26,"1990-11-26",19.900000511999998,6.2999997695999994,7.5000003840000007,10.10000016,9.8000003519999996,10.022399999999999,13.100000831999999,11.300000255999999,12.699999935999999,6.9000003359999997,11.099999808,13.200000191999999,9.000000287999999]
[1990,11,27,"1990-11-27",3.0000000672000002,3.5999999423999998,0,13.40000064,5.8000000320000007,0.19958399999999998,0.49999999680000001,0.39999998880000004,4.8000000384000003,3.8000001312,0.60000000480000004,1.7000000927999999,1.1000000448]
[1990,11,28,"1990-11-28",0.79999997760000008,1.1000000448,9.9999999360000008E-2,0.49999999680000001,0.49999999680000001,0.10022399999999999,0.19999999872000002,0,0.79999997760000008,0.30000000671999999,9.9999999360000008E-2,0.19999999872000002,0.49999999680000001]
[1990,11,29,"1990-11-29",0.19999999872000002,0,9.9999999360000008E-2,0.70000001280000002,0.49999999680000001,0.19958399999999998,0,0.49999999680000001,9.9999999360000008E-2,0.19999999872000002,9.9999999360000008E-2,0.39999998880000004,1.5999999552000002]
[1990,11,30,"1990-11-30",0,0,0,0,0,0,0,0,0,0,0,0,0]
[1990,12,1,"1990-12-01",0,0,0,0,0,0,0,0,0,0,0,0,0.30000000671999999]
[1990,12,2,"1990-12-02",0,0,0,0,0,0,0,0,0,0,0,0,0]
[1990,12,3,"1990-12-03",0,0,0,0,0,0,0,0,0,0,0,0,0]
[1990,12,4,"1990-12-04",0,0,0,9.9999999360000008E-2,0,0,0,0,0,0,0,0,0.49999999680000001]
[1990,12,5,"1990-12-05",0,0,0,0.39999998880000004,0,0,0,0,0,0,0,0,0]
[1990,12,6,"1990-12-06",0,0,9.9999999360000008E-2,9.9999999360000008E-2,0,0,0,0,0,0,0,0,0]
[1990,12,7,"1990-12-07",0.30000000671999999,0,0.99999999360000003,0.60000000480000004,1.5999999552000002,0.10022399999999999,9.9999999360000008E-2,0.19999999872000002,0.19999999872000002,0.70000001280000002,9.9999999360000008E-2,0.19999999872000002,1.3000000176000002]
[1990,12,8,"1990-12-08",1.9999999872000001,3.4999998911999999,2.2999999680000003,9.7000001279999992,6.70000032,6.4972799999999999,4.999999968,1.9000001088,3.8000001312,4.9000001759999998,0.70000001280000002,1.3999999392,2.2999999680000003]
[1990,12,9,"1990-12-09",10.500000192,11.300000255999999,7.8999998976000008,13.40000064,10.999999583999999,12.700799999999999,8.5000000320000009,7.5000003840000007,10.699999776,7.4000001600000003,5.9000002559999993,6.1000002719999999,5.4]
[1990,12,10,"1990-12-10",0.30000000671999999,0,0,9.9999999360000008E-2,0.49999999680000001,0,0,9.9999999360000008E-2,0,0,0,0,0]
[1990,12,11,"1990-12-11",4.5999999360000006,3.3000000479999998,2.0999999520000001,2.9000000160000003,4.1999999040000002,2.2031999999999998,2.6000000352000003,1.9000001088,2.2999999680000003,3.0000000672000002,1.9000001088,2.2999999680000003,8.5000000320000009]
[1990,12,12,"1990-12-12",0,0,0,0.19999999872000002,0.19999999872000002,0,0,0,0,9.9999999360000008E-2,0,0,4.4000000064]
[1990,12,13,"1990-12-13",0.90000002879999996,1.9000001088,0,1.5000000767999999,3.0999998592,0,0,0,1.1000000448,2.6000000352000003,0,0,0.39999998880000004]
[1990,12,14,"1990-12-14",0.19999999872000002,0,0,9.9999999360000008E-2,9.9999999360000008E-2,0,0,0,9.9999999360000008E-2,0,0,0,0]
[1990,12,15,"1990-12-15",0.90000002879999996,0,0.99999999360000003,3.4999998911999999,2.0999999520000001,1.70208,1.1000000448,2.0999999520000001,0.79999997760000008,1.1000000448,0.90000002879999996,0.79999997760000008,1.3000000176000002]
[1990,12,16,"1990-12-16",0,0,0,0,9.9999999360000008E-2,0,0,0,0,0,0,0,0]
[1990,12,17,"1990-12-17",0,0,0,0,0,0.10022399999999999,0,0,0,0,0,0,0.19999999872000002]
[1990,12,18,"1990-12-18",0,0,1.3000000176000002,0.70000001280000002,0.39999998880000004,0.400032,9.9999999360000008E-2,0.39999998880000004,0.19999999872000002,1.3999999392,0,0,0.79999997760000008]
[1990,12,19,"1990-12-19",0.19999999872000002,0,0,9.9999999360000008E-2,9.9999999360000008E-2,0,0,0,0,0,9.9999999360000008E-2,0.19999999872000002,0.39999998880000004]
[1990,12,20,"1990-12-20",9.3000000959999998,5.1000000191999995,9.7000001279999992,5.1000000191999995,8.7999998399999999,10.1088,7.4000001600000003,7.0999998336000001,4.9000001759999998,4.4000000064,7.7999998464000004,9.1999998720000011,3.0999998592]
[1990,12,21,"1990-12-21",0.39999998880000004,0,0.49999999680000001,0.60000000480000004,9.9999999360000008E-2,0.400032,0.39999998880000004,0.49999999680000001,0.39999998880000004,0.49999999680000001,0.49999999680000001,0.60000000480000004,0.49999999680000001]
[1990,12,22,"1990-12-22",0,0,0,0,0,0,0,0,0,9.9999999360000008E-2,0,0,0]
[1990,12,23,"1990-12-23",0.30000000671999999,0,0,1.2000000096000001,1.5000000767999999,0,0,9.9999999360000008E-2,0,0,0,0,0]
[1990,12,24,"1990-12-24",1.2000000096000001,0.99999999360000003,0.99999999360000003,0.99999999360000003,2.0999999520000001,0.400032,1.1000000448,2.2000000032,0.79999997760000008,0.79999997760000008,1.2000000096000001,1.5999999552000002,9.9999999360000008E-2]
[1990,12,25,"1990-12-25",12.200000544,9.1000005119999994,12.799999295999999,8.9000000640000003,4.9000001759999998,12.787199999999999,11.399999616000001,14.100000479999999,9.8000003519999996,6.9000003359999997,13.299999551999999,14.399999424000001,8.7999998399999999]
[1990,12,26,"1990-12-26",7.7999998464000004,11.500000704,6.0000001344000005,11.399999616000001,6.9999997823999998,9.6768000000000001,9.1000005119999994,12.599999712000001,10.300000089599999,5.6999998080000003,8.5999999103999993,10.200000038399999,13.299999551999999]
[1990,12,27,"1990-12-27",1.3000000176000002,0,0,0.49999999680000001,2.2000000032,0,0.19999999872000002,0,0,0,0,9.9999999360000008E-2,0]
[1990,12,28,"1990-12-28",2.2999999680000003,4.9000001759999998,4.4000000064,2.2999999680000003,3.7000000800000001,4.8038400000000001,4.999999968,5.9000002559999993,4.5999999360000006,3.4999998911999999,7.8999998976000008,8.6999999615999997,0.99999999360000003]
[1990,12,29,"1990-12-29",2.7,1.5000000767999999,1.7000000927999999,3.4000000992000001,2.4000000192000002,1.7971200000000001,2.4000000192000002,2.9000000160000003,1.3000000176000002,0.99999999360000003,2.4000000192000002,2.9000000160000003,2.7]
[1990,12,30,"1990-12-30",0,0,0,9.9999999360000008E-2,0,0.69984000000000002,0.19999999872000002,0.90000002879999996,0,0,0.60000000480000004,0.79999997760000008,0]
[1990,12,31,"1990-12-31",0,0,1.7000000927999999,9.9999999360000008E-2,0,5.9961600000000006,1.1000000448,3.8999999232000002,0,9.9999999360000008E-2,1.9000001088,1.3999999392,0.19999999872000002]
[1991,1,1,"1991-01-01",9.1999998720000011,11.200000032,3.9999999744000001,7.6999999680000002,8.2000002240000001,9.5039999999999996,7.5000003840000007,13.100000831999999,7.9999997760000001,4.6999999872,9.5000000256000003,12.599999712000001,7.0999998336000001]
[1991,1,2,"1991-01-02",3.0999998592,2.0999999520000001,4.8000000384000003,4.4000000064,5.1000000191999995,4.7001600000000003,4.5999999360000006,5.8000000320000007,2.6000000352000003,1.3999999392,3.4999998911999999,3.9999999744000001,1.7000000927999999]
[1991,1,3,"1991-01-03",0.49999999680000001,0.19999999872000002,0.99999999360000003,1.9999999872000001,1.9000001088,1.70208,1.5000000767999999,1.3000000176000002,0.39999998880000004,0,0.99999999360000003,0.90000002879999996,1.3999999392]
[1991,1,4,"1991-01-04",4.4000000064,2.7,0.90000002879999996,3.7000000800000001,2.9000000160000003,1.39968,3.4999998911999999,3.4999998911999999,1.7999999711999999,1.3999999392,3.8000001312,5.4,9.9999999360000008E-2]
[1991,1,5,"1991-01-05",1.5999999552000002,4.4000000064,2.499999984,2.4000000192000002,0.39999998880000004,3.6979199999999999,3.1999999104000003,2.7999998784,3.4999998911999999,2.4000000192000002,2.7,1.9000001088,2.499999984]
[1991,1,6,"1991-01-06",2.0999999520000001,1.9999999872000001,1.7999999711999999,3.0999998592,2.4000000192000002,3.4041600000000001,4.100000112,3.8999999232000002,3.1999999104000003,1.3000000176000002,3.7000000800000001,4.5999999360000006,2.7]
[1991,1,7,"1991-01-07",0.90000002879999996,0.60000000480000004,0.30000000671999999,2.9000000160000003,2.0999999520000001,1.9958399999999998,1.2000000096000001,1.7999999711999999,0.90000002879999996,0.30000000671999999,0.90000002879999996,1.2000000096000001,0]
[1991,1,8,"1991-01-08",14.500000512,16.600000896000001,7.4000001600000003,13.699999584,15.299999712,17.1936,19.499999616,19.400000255999998,16.299999360000001,9.3000000959999998,19.400000255999998,24.100001280000001,4.2999999551999997]
[1991,1,9,"1991-01-09",11.099999808,8.1,9.7000001279999992,11.300000255999999,10.600000416,15.811199999999999,12.799999295999999,19.000000224000001,7.7999998464000004,4.6999999872,14.699999232,17.300000736000001,5.6999998080000003]
[1991,1,10,"1991-01-10",7.6999999680000002,4.2999999551999997,3.1999999104000003,7.6999999680000002,7.5000003840000007,2.9030399999999998,3.4000000992000001,3.5999999423999998,2.0999999520000001,4.5000001439999995,3.3000000479999998,3.3000000479999998,1.1000000448]
[1991,1,11,"1991-01-11",6.4999998720000001,4.999999968,2.0999999520000001,3.8999999232000002,8.2000002240000001,3.3004799999999999,2.9000000160000003,4.999999968,6.1999997184,3.8999999232000002,5.2000000704000007,6.9000003359999997,0.79999997760000008]
[1991,1,12,"1991-01-12",0,0,0,0.39999998880000004,0.19999999872000002,0,0,0,0,9.9999999360000008E-2,0,0,0.70000001280000002]
[1991,1,13,"1991-01-13",1.1000000448,9.9999999360000008E-2,0,1.7999999711999999,1.3000000176000002,0.29980799999999996,0.99999999360000003,0,2.2999999680000003,0.99999999360000003,0.19999999872000002,0.30000000671999999,9.9999999360000008E-2]
[1991,1,14,"1991-01-14",0.19999999872000002,0,0,0,0,0,0,0,0,0,0,0,0]
[1991,1,15,"1991-01-15",0,0,0,0,0,0,0,0,0,0,0,0,0]
[1991,1,16,"1991-01-16",0,0,0,9.9999999360000008E-2,0,0,0,9.9999999360000008E-2,0,0,9.9999999360000008E-2,0,0]
[1991,1,17,"1991-01-17",1.2000000096000001,0.30000000671999999,9.9999999360000008E-2,1.7000000927999999,1.3000000176000002,0.19958399999999998,0.49999999680000001,0.70000001280000002,0.90000002879999996,3.5999999423999998,0.49999999680000001,0.79999997760000008,0.90000002879999996]
[1991,1,18,"1991-01-18",10.200000038399999,9.1999998720000011,6.6000000959999996,9.8000003519999996,10.200000038399999,9.3311999999999991,8.1,10.999999583999999,9.3999999744,6.3999996479999997,10.500000192,12.299999904,6.9999997823999998]
[1991,1,19,"1991-01-19",0.19999999872000002,0,0,0.19999999872000002,0,0,0,0.19999999872000002,0,9.9999999360000008E-2,0,0,9.9999999360000008E-2]
[1991,1,20,"1991-01-20",0,0,0,0,9.9999999360000008E-2,0,0,0,0,0,0,0,0]
[1991,1,21,"1991-01-21",0,0,0,0,0,0,0,0,0,0,0,0,0]
[1991,1,22,"1991-01-22",0,0,0,0,0,0,0,0,0,0,0,9.9999999360000008E-2,0]
[1991,1,23,"1991-01-23",0,0,0,0,0,0,0,0,0,0,0,0,0]
[1991,1,24,"1991-01-24",0,0,0,0,0,0,0,0,0,0,0,0,0]
[1991,1,25,"1991-01-25",0,0,0,0,0,0,0,0,0,0,0,0,0]
[1991,1,26,"1991-01-26",0,0,0,0,0,0.19958399999999998,9.9999999360000008E-2,0.30000000671999999,0.19999999872000002,0,0,0.30000000671999999,0]
[1991,1,27,"1991-01-27",0,0,0,0,0,0,0,9.9999999360000008E-2,0,0,0,0,0.19999999872000002]
[1991,1,28,"1991-01-28",0,0,0,0,0,0,0,0,0,0,0,0,0]
[1991,1,29,"1991-01-29",0,0,0,0,0,0,0,0,0,0,0,0,0]
[1991,1,30,"1991-01-30",0,0,0,0,0,0,0,0,0,0,0,0,0]
[1991,1,31,"1991-01-31",0.60000000480000004,0,3.1999999104000003,0,9.9999999360000008E-2,6.9033600000000002,3.4999998911999999,2.9000000160000003,0.90000002879999996,0,1.1000000448,2.7,0]
[1991,2,1,"1991-02-01",0.19999999872000002,0,9.9999999360000008E-2,0,0,0.10022399999999999,0,0.19999999872000002,0,0,0,0,0.30000000671999999]
[1991,2,2,"1991-02-02",0,0,0,0,0,0,0,0,0,0,0,0,0]
[1991,2,3,"1991-02-03",0,0,0,0,0,0,0,0,0,0,0,0,0]
[1991,2,4,"1991-02-04",0,0,0,0,0,0,0,0,0,0,0,0,0]
[1991,2,5,"1991-02-05",9.9999999360000008E-2,0,0,0,0.60000000480000004,0.400032,9.9999999360000008E-2,0.30000000671999999,9.9999999360000008E-2,0.30000000671999999,0.19999999872000002,9.9999999360000008E-2,0]
[1991,2,6,"1991-02-06",1.1000000448,1.3000000176000002,2.2999999680000003,1.5000000767999999,0.19999999872000002,1.00224,2.2000000032,1.7000000927999999,1.5000000767999999,0.30000000671999999,0.79999997760000008,0.39999998880000004,0]
[1991,2,7,"1991-02-07",4.9000001759999998,7.0999998336000001,11.099999808,9.5000000256000003,6.6000000959999996,10.022399999999999,4.999999968,2.7,6.0000001344000005,3.8999999232000002,2.0999999520000001,4.5000001439999995,1.7999999711999999]
[1991,2,8,"1991-02-08",2.7,2.2999999680000003,6.9000003359999997,2.2999999680000003,2.499999984,6.9984000000000002,2.2000000032,3.5999999423999998,2.0999999520000001,4.4000000064,1.3999999392,0.60000000480000004,2.7999998784]
[1991,2,9,"1991-02-09",3.8000001312,5.8000000320000007,3.0999998592,6.9999997823999998,5.5999995839999999,5.4,1.7999999711999999,1.7000000927999999,3.5999999423999998,3.5999999423999998,0.90000002879999996,0.70000001280000002,1.9000001088]
[1991,2,10,"1991-02-10",0.60000000480000004,1.5000000767999999,0,0.99999999360000003,0.70000001280000002,0.10022399999999999,0.30000000671999999,1.3000000176000002,0.70000001280000002,0.70000001280000002,0.19999999872000002,0.30000000671999999,2.7999998784]
[1991,2,11,"1991-02-11",0.19999999872000002,0.60000000480000004,0,1.5000000767999999,0.19999999872000002,0,0,0,0.19999999872000002,0.30000000671999999,0.19999999872000002,0.39999998880000004,3.4999998911999999]
[1991,2,12,"1991-02-12",4.9000001759999998,2.9000000160000003,9.8999997120000014,2.2999999680000003,3.0000000672000002,9.9359999999999999,10.300000089599999,7.6000002624,2.4000000192000002,0.19999999872000002,1.9000001088,5.3000002080000002,0]
[1991,2,13,"1991-02-13",0.39999998880000004,0,0,0,0,0,0,9.9999999360000008E-2,0,0,1.5000000767999999,0.19999999872000002,0.70000001280000002]
[1991,2,14,"1991-02-14",2.2999999680000003,2.9000000160000003,1.5000000767999999,5.9000002559999993,2.4000000192000002,1.9958399999999998,4.6999999872,3.8999999232000002,2.7,1.2000000096000001,2.499999984,2.7999998784,7.2999999359999999]
[1991,2,15,"1991-02-15",2.4000000192000002,0.30000000671999999,0.60000000480000004,1.3000000176000002,2.7,0.89856000000000003,0.70000001280000002,1.7000000927999999,0.70000001280000002,0,1.7999999711999999,2.0999999520000001,0.19999999872000002]
[1991,2,16,"1991-02-16",0,0,0,9.9999999360000008E-2,0,0.10022399999999999,0,0,0,0,0,0,0]
[1991,2,17,"1991-02-17",0,1.1000000448,0,0,0,0.10022399999999999,0,0,0.30000000671999999,0.79999997760000008,9.9999999360000008E-2,9.9999999360000008E-2,0.30000000671999999]
[1991,2,18,"1991-02-18",0,0,0,0,0,0,0,9.9999999360000008E-2,0,0,0,0,0]
[1991,2,19,"1991-02-19",0,0.19999999872000002,0,0,0,0,0,0,0,0,0,0,0]
[1991,2,20,"1991-02-20",0.19999999872000002,0,1.2000000096000001,0,0,0.10022399999999999,0,0,9.9999999360000008E-2,0,0,9.9999999360000008E-2,0.39999998880000004]
[1991,2,21,"1991-02-21",1.7999999711999999,1.7999999711999999,1.7999999711999999,1.5999999552000002,0.90000002879999996,2.7993600000000001,1.9999999872000001,3.1999999104000003,2.0999999520000001,0.99999999360000003,3.1999999104000003,3.4000000992000001,0.79999997760000008]
[1991,2,22,"1991-02-22",3.0000000672000002,2.2999999680000003,1.9000001088,2.2000000032,2.7,3.6028799999999999,2.9000000160000003,5.4999997056000005,2.2000000032,0.60000000480000004,4.2999999551999997,6.0000001344000005,4.100000112]
[1991,2,23,"1991-02-23",0,0,9.9999999360000008E-2,9.9999999360000008E-2,9.9999999360000008E-2,0.10022399999999999,0,0.19999999872000002,0,0,0,0,0]
[1991,2,24,"1991-02-24",1.1000000448,0,0.30000000671999999,0.49999999680000001,0.70000001280000002,0.59961599999999993,0,0.39999998880000004,9.9999999360000008E-2,0,9.9999999360000008E-2,0.30000000671999999,1.3999999392]
[1991,2,25,"1991-02-25",0,0,0,0,9.9999999360000008E-2,0,0,0,0,0,0,0,0]
[1991,2,26,"1991-02-26",0,0,0,9.9999999360000008E-2,0,0,0,0,9.9999999360000008E-2,0,0,0,0]
[1991,2,27,"1991-02-27",3.0999998592,2.0999999520000001,5.8000000320000007,2.4000000192000002,2.2000000032,5.0025599999999999,3.9999999744000001,5.6999998080000003,3.5999999423999998,3.1999999104000003,5.1000000191999995,5.3000002080000002,6.8000001984000003]
[1991,2,28,"1991-02-28",0,0,9.9999999360000008E-2,0,9.9999999360000008E-2,0.10022399999999999,0,0,0,0,0,0,0]
[1991,3,1,"1991-03-01",0,0,0,0,0,0,0,0,0,9.9999999360000008E-2,0,0,0]
[1991,3,2,"1991-03-02",0.49999999680000001,0,9.9999999360000008E-2,0.39999998880000004,9.9999999360000008E-2,0.400032,0.70000001280000002,1.2000000096000001,0.39999998880000004,9.9999999360000008E-2,0.79999997760000008,0.60000000480000004,1.7999999711999999]
[1991,3,3,"1991-03-03",0,0,9.9999999360000008E-2,9.9999999360000008E-2,0.30000000671999999,0,0,0,0,0,9.9999999360000008E-2,0,0]
[1991,3,4,"1991-03-04",0.90000002879999996,0.60000000480000004,0.30000000671999999,1.3999999392,1.1000000448,1.00224,0.99999999360000003,1.7999999711999999,0.79999997760000008,0.19999999872000002,1.5000000767999999,1.9999999872000001,1.7999999711999999]
[1991,3,5,"1991-03-05",4.6999999872,2.499999984,3.9999999744000001,2.7999998784,3.8000001312,4.0003200000000003,3.4999998911999999,5.2000000704000007,2.6000000352000003,1.9000001088,3.7000000800000001,4.1999999040000002,3.4999998911999999]
[1991,3,6,"1991-03-06",0,9.9999999360000008E-2,0.79999997760000008,0.19999999872000002,0.39999998880000004,1.00224,0.30000000671999999,1.2000000096000001,9.9999999360000008E-2,9.9999999360000008E-2,0.79999997760000008,0.79999997760000008,1.5999999552000002]
[1991,3,7,"1991-03-07",5.4,3.4999998911999999,1.7999999711999999,4.4000000064,4.5999999360000006,3.1967999999999996,3.3000000479999998,3.1999999104000003,3.3000000479999998,3.1999999104000003,3.4000000992000001,3.7000000800000001,1.3999999392]
[1991,3,8,"1991-03-08",0,9.9999999360000008E-2,0,0.19999999872000002,9.9999999360000008E-2,0,0,9.9999999360000008E-2,0,0,0,0,0]
[1991,3,9,"1991-03-09",0.60000000480000004,9.9999999360000008E-2,0,0,9.9999999360000008E-2,0.10022399999999999,0.19999999872000002,0.70000001280000002,0,0.19999999872000002,0.30000000671999999,0.19999999872000002,0]
[1991,3,10,"1991-03-10",2.6000000352000003,0.49999999680000001,9.9999999360000008E-2,2.4000000192000002,2.7,0.89856000000000003,1.7000000927999999,1.7000000927999999,0.70000001280000002,0.49999999680000001,1.9999999872000001,2.7,0.19999999872000002]
[1991,3,11,"1991-03-11",0.19999999872000002,0,0,0.19999999872000002,0.39999998880000004,0.10022399999999999,0,9.9999999360000008E-2,0.39999998880000004,9.9999999360000008E-2,0,9.9999999360000008E-2,0]
[1991,3,12,"1991-03-12",0,0,0,0.30000000671999999,0.19999999872000002,0,0,0,0,0,0,0,0]
[1991,3,13,"1991-03-13",0,0,0,0,0,0,0,0,0,0,0,0,0]
[1991,3,14,"1991-03-14",0,0.70000001280000002,0,0,0.19999999872000002,0,0,0,0,0,0,0,2.0999999520000001]
[1991,3,15,"1991-03-15",1.1000000448,0.49999999680000001,9.9999999360000008E-2,0.79999997760000008,0.79999997760000008,0.29980799999999996,0.30000000671999999,1.3000000176000002,0.19999999872000002,0,0.79999997760000008,1.9999999872000001,0.60000000480000004]
[1991,3,16,"1991-03-16",9.000000287999999,2.9000000160000003,10.10000016,3.4000000992000001,4.5000001439999995,12.182400000000001,13.40000064,10.500000192,7.7999998464000004,1.7000000927999999,11.600000064000001,13.200000191999999,3.3000000479999998]
[1991,3,17,"1991-03-17",1.3999999392,2.4000000192000002,9.9999999360000008E-2,3.7000000800000001,2.7,0.10022399999999999,9.9999999360000008E-2,0.30000000671999999,0.90000002879999996,2.4000000192000002,0.19999999872000002,0.30000000671999999,9.9999999360000008E-2]
[1991,3,18,"1991-03-18",3.3000000479999998,1.9000001088,1.5999999552000002,4.2999999551999997,3.0999998592,2.4969600000000001,3.3000000479999998,4.5000001439999995,2.2000000032,1.3000000176000002,3.3000000479999998,4.5999999360000006,4.8000000384000003]
[1991,3,19,"1991-03-19",0,0,0,0.19999999872000002,9.9999999360000008E-2,0.10022399999999999,9.9999999360000008E-2,0.39999998880000004,0,0,0.19999999872000002,0.19999999872000002,0]
[1991,3,20,"1991-03-20",1.2000000096000001,0.30000000671999999,0,0.99999999360000003,0.90000002879999996,0.59961599999999993,0.79999997760000008,1.3999999392,9.9999999360000008E-2,9.9999999360000008E-2,0.90000002879999996,1.9000001088,3.0000000672000002]
[1991,3,21,"1991-03-21",0.49999999680000001,2.2999999680000003,0,1.3999999392,0.60000000480000004,0.10022399999999999,0,0.30000000671999999,0.99999999360000003,2.9000000160000003,0,0.49999999680000001,0]
[1991,3,22,"1991-03-22",0.79999997760000008,2.2000000032,3.4000000992000001,0.79999997760000008,0.99999999360000003,5.7024000000000008,5.5999995839999999,2.7,5.4,0.60000000480000004,0.60000000480000004,0.90000002879999996,0.19999999872000002]
[1991,3,23,"1991-03-23",0,0.49999999680000001,9.9999999360000008E-2,0.70000001280000002,0,2.6006399999999998,1.5000000767999999,0.99999999360000003,0.30000000671999999,0.39999998880000004,2.6000000352000003,1.9999999872000001,0]
[1991,3,24,"1991-03-24",0,0,0,0,0,0,0,0,0,0,0,0,0]
[1991,3,25,"1991-03-25",0,0.49999999680000001,0,9.9999999360000008E-2,9.9999999360000008E-2,0,9.9999999360000008E-2,0,0.79999997760000008,9.9999999360000008E-2,0,0,0]
[1991,3,26,"1991-03-26",0,0,0,0,0,0,0,0,0,0,0,0,0]
[1991,3,27,"1991-03-27",0,0,0,0,0,0,0,0,0,0,0,0,0]
[1991,3,28,"1991-03-28",0,0,0,0,0,0,0,0,0,0,0,0,0]
[1991,3,29,"1991-03-29",0,0,0,0,0,0,0,0,0,0,0,0,0]
[1991,3,30,"1991-03-30",0,0,0,0,0,0,0,0,0,0,0,0,0]
[1991,3,31,"1991-03-31",0,0,9.9999999360000008E-2,0,0,0,0,0,0,0,0,0,0]
[1991,4,1,"1991-04-01",1.5000000767999999,2.6000000352000003,0.19999999872000002,0.19999999872000002,1.5000000767999999,0.29980799999999996,0.90000002879999996,2.2000000032,0.60000000480000004,1.1000000448,1.9000001088,2.6000000352000003,0.49999999680000001]
[1991,4,2,"1991-04-02",1.5000000767999999,0.39999998880000004,0.30000000671999999,1.1000000448,0.90000002879999996,0.69984000000000002,0.60000000480000004,1.1000000448,0.99999999360000003,0.19999999872000002,0.99999999360000003,1.7000000927999999,1.7000000927999999]
[1991,4,3,"1991-04-03",0,1.9000001088,0.39999998880000004,0,0,0,0.39999998880000004,0.70000001280000002,0.30000000671999999,0,0.19999999872000002,0.70000001280000002,0]
[1991,4,4,"1991-04-04",9.000000287999999,8.7999998399999999,8.3000004480000005,6.1000002719999999,6.70000032,9.1584000000000003,10.399999967999999,9.8000003519999996,8.3999998080000005,5.4,12.799999295999999,13.299999551999999,1.5999999552000002]
[1991,4,5,"1991-04-05",0,1.5000000767999999,1.1000000448,0,9.9999999360000008E-2,0.69984000000000002,0,0.19999999872000002,0.70000001280000002,0.30000000671999999,0,0,0.70000001280000002]
[1991,4,6,"1991-04-06",6.3999996479999997,4.6999999872,4.4000000064,4.999999968,5.6999998080000003,8.5017600000000009,3.7000000800000001,8.9000000640000003,3.9999999744000001,3.0000000672000002,5.3000002080000002,5.5999995839999999,3.1999999104000003]
[1991,4,7,"1991-04-07",0.39999998880000004,0.19999999872000002,9.9999999360000008E-2,0.19999999872000002,9.9999999360000008E-2,0.59961599999999993,1.5000000767999999,2.0999999520000001,0.19999999872000002,0.19999999872000002,0.70000001280000002,0.49999999680000001,3.4999998911999999]
[1991,4,8,"1991-04-08",0,0,0,0,0,0,0,0,0,0,0,0,0]
[1991,4,9,"1991-04-09",0,0,0,0,0,0,0,0,0,0,0,0,0]
[1991,4,10,"1991-04-10",0,0,0,0,0,0,0,0,0,0,0,0,0]
[1991,4,11,"1991-04-11",0,0,0,0,0,0,0,0,0,0,0,0,0]
[1991,4,12,"1991-04-12",0,0,0,0,0,0,0,0,0,9.9999999360000008E-2,0,0,0]
[1991,4,13,"1991-04-13",0,0.60000000480000004,0,0.19999999872000002,0,0,0,0,9.9999999360000008E-2,0.79999997760000008,0,0,0]
[1991,4,14,"1991-04-14",0,0,0,0,0,0,0,0,0,0,0,0,0]
[1991,4,15,"1991-04-15",0,0,0,0,0,0,0,0,0,0,0,0,0]
[1991,4,16,"1991-04-16",0,0,0,0.19999999872000002,0,0,0,0,0,0,0,0,0.39999998880000004]
[1991,4,17,"1991-04-17",0,0,0,0.30000000671999999,0.39999998880000004,0.19958399999999998,0,0.30000000671999999,0,9.9999999360000008E-2,0,0,0.49999999680000001]
[1991,4,18,"1991-04-18",3.1999999104000003,1.5999999552000002,5.5999995839999999,0.99999999360000003,3.0000000672000002,7.80192,6.4999998720000001,5.5999995839999999,4.5999999360000006,0.49999999680000001,5.8000000320000007,6.2999997695999994,6.1999997184]
[1991,4,19,"1991-04-19",1.1000000448,1.3999999392,5.4999997056000005,3.0999998592,2.6000000352000003,4.8988800000000001,3.3000000479999998,7.4000001600000003,0.49999999680000001,1.7000000927999999,4.999999968,4.1999999040000002,3.8999999232000002]
[1991,4,20,"1991-04-20",0.39999998880000004,0.19999999872000002,0.49999999680000001,0.90000002879999996,0.90000002879999996,0.800064,0.19999999872000002,1.2000000096000001,0.39999998880000004,0.19999999872000002,0.60000000480000004,0.70000001280000002,0.30000000671999999]
[1991,4,21,"1991-04-21",1.5999999552000002,1.9000001088,2.4000000192000002,2.6000000352000003,1.7999999711999999,2.2031999999999998,3.1999999104000003,3.4000000992000001,1.5000000767999999,1.2000000096000001,1.9000001088,1.7000000927999999,3.8000001312]
[1991,4,22,"1991-04-22",0,0,0,0,9.9999999360000008E-2,0,0,0,0,0.19999999872000002,0.30000000671999999,0.39999998880000004,0.99999999360000003]
[1991,4,23,"1991-04-23",0,1.3999999392,0,9.9999999360000008E-2,0.30000000671999999,0,9.9999999360000008E-2,0,9.9999999360000008E-2,0.19999999872000002,0,0,0]
[1991,4,24,"1991-04-24",0.30000000671999999,0.60000000480000004,0,0,5.5999995839999999,0.69984000000000002,0.19999999872000002,1.2000000096000001,0.60000000480000004,9.9999999360000008E-2,0.39999998880000004,0.90000002879999996,0]
[1991,4,25,"1991-04-25",0,0,0,0.30000000671999999,0,0,0,0.39999998880000004,0,0,0,0,0]
[1991,4,26,"1991-04-26",0,0,0,0,0,0,0,0,0,0,0,0,0]
[1991,4,27,"1991-04-27",0,0,0,0,0,0,0,0,0,0,0,0,0]
[1991,4,28,"1991-04-28",0,0,0,0,0,0,0,0,0,0,0,0,0]
[1991,4,29,"1991-04-29",21.499998911999999,25.199999424000001,26.300001024,28.399999679999997,25.800000768,27.993600000000001,24.699999168000002,25.900000127999999,22.20000048,25.500000960000001,24.900000480000003,25.800000768,6.0000001344000005]
[1991,4,30,"1991-04-30",5.9000002559999993,9.8999997120000014,4.999999968,9.1000005119999994,5.6999998080000003,7.4995199999999995,5.4999997056000005,3.8000001312,9.5000000256000003,4.6999999872,3.3000000479999998,3.8999999232000002,0.30000000671999999]
[1991,5,1,"1991-05-01",1.9999999872000001,1.9999999872000001,1.1000000448,0.39999998880000004,1.1000000448,0.69984000000000002,1.2000000096000001,1.2000000096000001,1.5999999552000002,0.19999999872000002,1.3000000176000002,0.79999997760000008,0]
[1991,5,2,"1991-05-02",1.2000000096000001,0.30000000671999999,9.9999999360000008E-2,4.1999999040000002,1.5999999552000002,0.10022399999999999,0.30000000671999999,0.19999999872000002,9.9999999360000008E-2,1.5000000767999999,0.19999999872000002,0.30000000671999999,0.39999998880000004]
[1991,5,3,"1991-05-03",1.7000000927999999,0.90000002879999996,5.9000002559999993,0.49999999680000001,1.2000000096000001,5.5987200000000001,4.8000000384000003,5.5999995839999999,2.2999999680000003,0.39999998880000004,4.5999999360000006,5.4,0.30000000671999999]
[1991,5,4,"1991-05-04",2.9000000160000003,5.1000000191999995,5.8000000320000007,6.3999996479999997,4.8000000384000003,5.5036800000000001,4.4000000064,5.6999998080000003,2.499999984,8.5999999103999993,3.8000001312,3.4000000992000001,9.5000000256000003]
[1991,5,5,"1991-05-05",9.7000001279999992,10.300000089599999,3.3000000479999998,11.300000255999999,9.8000003519999996,5.7974400000000008,6.70000032,4.999999968,7.7999998464000004,8.5000000320000009,3.8000001312,3.8999999232000002,9.9999999360000008E-2]
[1991,5,6,"1991-05-06",0.30000000671999999,0,0,0,9.9999999360000008E-2,0,0,0,0.19999999872000002,0,0,9.9999999360000008E-2,0]
[1991,5,7,"1991-05-07",0.99999999360000003,0,0.49999999680000001,1.7999999711999999,1.7999999711999999,0.19958399999999998,9.9999999360000008E-2,9.9999999360000008E-2,0.99999999360000003,9.9999999360000008E-2,0.39999998880000004,0.70000001280000002,9.9999999360000008E-2]
[1991,5,8,"1991-05-08",0,0,0.30000000671999999,0,0,0.19958399999999998,9.9999999360000008E-2,0,0,0,0,0,0]
[1991,5,9,"1991-05-09",0,0,0,0,0,0,0,0,0,0,0,0,0]
[1991,5,10,"1991-05-10",0,0,0,0,0,0,0,0,0,0,0,0,0]
[1991,5,11,"1991-05-11",0,0,0,0,0,0,0,0,0,0,0,0,0]
[1991,5,12,"1991-05-12",0,0,0,0,0,0,0,0,0,0,0,0,0]
[1991,5,13,"1991-05-13",1.9000001088,3.4999998911999999,0,3.1999999104000003,1.9999999872000001,0.29980799999999996,0.30000000671999999,9.9999999360000008E-2,1.9000001088,3.1999999104000003,9.9999999360000008E-2,0,1.1000000448]
[1991,5,14,"1991-05-14",0,0,0,0,0,0,0,0,0,0,0,0,0]
[1991,5,15,"1991-05-15",0.39999998880000004,0,1.1000000448,1.3999999392,0,1.50336,0.99999999360000003,1.2000000096000001,0,1.3999999392,0.99999999360000003,1.3000000176000002,1.2000000096000001]
[1991,5,16,"1991-05-16",0.49999999680000001,1.3999999392,2.0999999520000001,0.30000000671999999,3.0999998592,1.7971200000000001,1.3999999392,4.9000001759999998,2.2999999680000003,0.30000000671999999,1.9000001088,2.7,0]
[1991,5,17,"1991-05-17",0,0,0,9.9999999360000008E-2,9.9999999360000008E-2,0,0,0,0,0,0,9.9999999360000008E-2,0]
[1991,5,18,"1991-05-18",0,0,0,0,0,0,0,0,0,0,0,0,0]
[1991,5,19,"1991-05-19",0,0,0,0,0,0,0,0,0,0,0,0,0]
[1991,5,20,"1991-05-20",0,0,0,0,0,0,0,0,0,0,0,0,0]
[1991,5,21,"1991-05-21",0,0,0,0,0,0,0,0,0,0,0,0,0]
[1991,5,22,"1991-05-22",0,0,0,0,0,0,0,0,0,0,0,0,0]
[1991,5,23,"1991-05-23",0,0,0,0,0,0,0,9.9999999360000008E-2,0,0,0,0,0.19999999872000002]
[1991,5,24,"1991-05-24",0,0,9.9999999360000008E-2,0,0,0,0,0,9.9999999360000008E-2,0,0,9.9999999360000008E-2,0.19999999872000002]
[1991,5,25,"1991-05-25",0.30000000671999999,0,0,0,0,0,0,0,0,0,0,0,0.19999999872000002]
[1991,5,26,"1991-05-26",0,0,0,0,0,0,0,0,0,0,0,0,0]
[1991,5,27,"1991-05-27",0,0,0.39999998880000004,0,0,0.10022399999999999,0.70000001280000002,0,0.39999998880000004,0,0.60000000480000004,0.79999997760000008,0.30000000671999999]
[1991,5,28,"1991-05-28",0,0,0,0,0,0,0.39999998880000004,0.30000000671999999,9.9999999360000008E-2,0,0.30000000671999999,0.30000000671999999,0]
[1991,5,29,"1991-05-29",0,0,0,0,0,0,0,0,0,0,0,0,0]
[1991,5,30,"1991-05-30",0,0,0,0,0,0,0,0,0,0,0,0,0]
[1991,5,31,"1991-05-31",0,0,0,0,0,0,0,0,0,0,0,0,0]
[1991,6,1,"1991-06-01",0,0,0,0,0,0,0,0,0,0,0,0,0]
[1991,6,2,"1991-06-02",0,0.39999998880000004,2.0999999520000001,0.30000000671999999,0.49999999680000001,1.5983999999999998,0.79999997760000008,1.3000000176000002,0.19999999872000002,0.60000000480000004,0.39999998880000004,0.39999998880000004,4.5999999360000006]
[1991,6,3,"1991-06-03",1.5999999552000002,5.8000000320000007,1.5999999552000002,1.7999999711999999,1.7999999711999999,1.70208,1.1000000448,0.70000001280000002,2.7999998784,6.4999998720000001,0.90000002879999996,0.90000002879999996,0.49999999680000001]
[1991,6,4,"1991-06-04",2.4000000192000002,0.19999999872000002,1.1000000448,0.99999999360000003,0.79999997760000008,0.19958399999999998,1.5999999552000002,0.30000000671999999,0.49999999680000001,0,1.2000000096000001,1.3999999392,0]
[1991,6,5,"1991-06-05",7.6000002624,3.3000000479999998,8.3000004480000005,5.2000000704000007,6.1000002719999999,6.9984000000000002,8.3999998080000005,10.399999967999999,3.4999998911999999,3.1999999104000003,6.4999998720000001,7.5000003840000007,0.99999999360000003]
[1991,6,6,"1991-06-06",0,0,9.9999999360000008E-2,9.9999999360000008E-2,0.19999999872000002,0,9.9999999360000008E-2,0.39999998880000004,0,0.30000000671999999,0.19999999872000002,0.30000000671999999,0.39999998880000004]
[1991,6,7,"1991-06-07",7.0999998336000001,0.49999999680000001,9.9999999360000008E-2,1.1000000448,1.2000000096000001,0.19958399999999998,2.2999999680000003,1.5999999552000002,2.499999984,9.9999999360000008E-2,3.5999999423999998,3.4000000992000001,0]
[1991,6,8,"1991-06-08",4.5000001439999995,2.499999984,1.1000000448,7.2999999359999999,4.9000001759999998,1.9008,3.3000000479999998,4.1999999040000002,2.499999984,1.7999999711999999,3.4999998911999999,4.100000112,1.5999999552000002]
[1991,6,9,"1991-06-09",0.39999998880000004,9.9999999360000008E-2,0.79999997760000008,0,0,0.89856000000000003,1.9999999872000001,1.5999999552000002,0.99999999360000003,9.9999999360000008E-2,0.99999999360000003,0.90000002879999996,4.2999999551999997]
[1991,6,10,"1991-06-10",2.7999998784,4.999999968,1.5000000767999999,1.7999999711999999,0.30000000671999999,2.7993600000000001,7.4000001600000003,3.9999999744000001,3.9999999744000001,3.8000001312,4.1999999040000002,2.9000000160000003,1.5000000767999999]
[1991,6,11,"1991-06-11",1.5000000767999999,0.79999997760000008,1.5000000767999999,2.4000000192000002,1.2000000096000001,1.7971200000000001,1.2000000096000001,4.100000112,1.1000000448,0.79999997760000008,2.2999999680000003,2.2000000032,2.0999999520000001]
[1991,6,12,"1991-06-12",0,9.9999999360000008E-2,0,0,0.19999999872000002,0,0,0,0.49999999680000001,0,9.9999999360000008E-2,0.19999999872000002,0.30000000671999999]
[1991,6,13,"1991-06-13",1.1000000448,0.99999999360000003,0.39999998880000004,0,0,0.29980799999999996,1.3000000176000002,1.9999999872000001,1.7000000927999999,0.39999998880000004,3.9999999744000001,3.5999999423999998,6.2999997695999994]
[1991,6,14,"1991-06-14",3.3000000479999998,3.7000000800000001,9.5999999039999988,2.0999999520000001,1.5999999552000002,10.1952,5.3000002080000002,9.5999999039999988,3.4999998911999999,3.1999999104000003,5.8000000320000007,5.5999995839999999,2.7999998784]
[1991,6,15,"1991-06-15",4.1999999040000002,2.499999984,1.9000001088,1.5000000767999999,1.2000000096000001,4.3027199999999999,0.90000002879999996,3.1999999104000003,3.8999999232000002,1.7000000927999999,1.9999999872000001,3.4999998911999999,9.000000287999999]
[1991,6,16,"1991-06-16",4.9000001759999998,0.30000000671999999,1.1000000448,2.2000000032,6.4999998720000001,3.8966399999999997,8.1,7.6999999680000002,1.5000000767999999,9.9999999360000008E-2,9.999999936,11.800000511999999,2.6000000352000003]
[1991,6,17,"1991-06-17",1.7000000927999999,11.300000255999999,0.79999997760000008,6.70000032,5.4,3.8966399999999997,0.49999999680000001,0.39999998880000004,0.79999997760000008,7.5000003840000007,0.70000001280000002,1.1000000448,4.100000112]
[1991,6,18,"1991-06-18",5.4999997056000005,5.4,0.60000000480000004,5.4,8.3999998080000005,0.59961599999999993,1.5999999552000002,2.7,3.8000001312,4.5000001439999995,3.0999998592,4.100000112,3.3000000479999998]
[1991,6,19,"1991-06-19",7.1999997120000003,3.8000001312,0.19999999872000002,8.3999998080000005,7.8999998976000008,1.296,1.7999999711999999,1.1000000448,2.7999998784,4.6999999872,3.5999999423999998,4.9000001759999998,4.5000001439999995]
[1991,6,20,"1991-06-20",0,0.49999999680000001,0.19999999872000002,9.9999999360000008E-2,0,0,0,0,0,9.9999999360000008E-2,0,0,0]
[1991,6,21,"1991-06-21",6.9000003359999997,3.8999999232000002,0,12.000000096000001,9.1000005119999994,0,0,0.19999999872000002,1.7999999711999999,4.4000000064,0.19999999872000002,0.79999997760000008,9.9999999360000008E-2]
[1991,6,23,"1991-06-23",19.600000703999999,13.600000223999999,13.100000831999999,32.499999359999997,29.500001279999999,12.095999999999998,19.700000064000001,25.600000319999999,15.200000352,14.399999424000001,19.700000064000001,24.100001280000001,10.899999360000001]
[1991,6,28,"1991-06-28",1.9999999872000001,2.4000000192000002,2.2999999680000003,0.49999999680000001,1.5000000767999999,3.4041600000000001,3.5999999423999998,3.8000001312,3.3000000479999998,0.70000001280000002,3.0000000672000002,3.8000001312,0]
[1991,7,3,"1991-07-03",0.39999998880000004,0.19999999872000002,0,9.9999999360000008E-2,9.9999999360000008E-2,0,0,9.9999999360000008E-2,0,0.30000000671999999,0,0,0]
[1991,7,4,"1991-07-04",0,0,0,0,0,0,0,0,0,0,0,0,0]
[1991,7,10,"1991-07-10",0,0,0,0,0,0,0,0,0,0,0,0,0]
[1991,7,15,"1991-07-15",1.3999999392,0.90000002879999996,9.9999999360000008E-2,0.79999997760000008,0.70000001280000002,0.10022399999999999,0.49999999680000001,0.39999998880000004,0.39999998880000004,0.39999998880000004,0.70000001280000002,0.79999997760000008,0]
[1991,7,20,"1991-07-20",0,0.19999999872000002,0,0,0,0,0,0,0,0.60000000480000004,0,0,0]
[1991,7,21,"1991-07-21",0,0,0,0,0,0,0,0,0,0,0,0,0]
[1991,7,29,"1991-07-29",0.19999999872000002,0,0,0,0.19999999872000002,0,0,0.39999998880000004,0,0,9.9999999360000008E-2,0,0]
[1991,8,1,"1991-08-01",0,0.79999997760000008,4.6999999872,0,0,13.737599999999999,10.10000016,2.4000000192000002,1.5999999552000002,0,1.5999999552000002,0.70000001280000002,1.2000000096000001]
[1991,8,6,"1991-08-06",0,0,0,0,0,0,0,9.9999999360000008E-2,0,9.9999999360000008E-2,9.9999999360000008E-2,0,0]
[1991,8,7,"1991-08-07",5.4,9.1000005119999994,26.599999103999998,4.8000000384000003,1.7999999711999999,19.6128,25.999999488,4.4000000064,6.1000002719999999,6.6000000959999996,5.5999995839999999,6.1000002719999999,0]
[1991,8,12,"1991-08-12",0,0,0,0.19999999872000002,0,0,0,0,0,0,9.9999999360000008E-2,0.19999999872000002,0]
[1991,8,15,"1991-08-15",0,0,0,0,0,0,0,0,0,0,0,0,0]
[1991,8,23,"1991-08-23",0.19999999872000002,0,7.5000003840000007,0,0,2.7043200000000001,1.1000000448,4.9000001759999998,0,0,1.5000000767999999,1.7999999711999999,2.4000000192000002]
[1991,8,24,"1991-08-24",0,0,0,0,0,0,0,0,0,0,0,0,0]
[1991,8,29,"1991-08-29",0,0,0,0,0,0,0,0,0,0,0,0,0]
[1991,9,3,"1991-09-03",0,0,0,0,0,0,0,0,0,0,0,0,0]
[1991,9,9,"1991-09-09",0,0,0,0,0,0,0,0,0,0,0,0,0]
[1991,9,10,"1991-09-10",0,0,0,0,0,0,0,0,0,0,0,0,0]
[1991,9,15,"1991-09-15",7.1999997120000003,1.7999999711999999,1.3999999392,5.3000002080000002,7.4000001600000003,2.2031999999999998,1.2000000096000001,0.49999999680000001,1.7000000927999999,1.3999999392,2.0999999520000001,3.0999998592,1.5999999552000002]
[1991,9,22,"1991-09-22",0,0,0,9.9999999360000008E-2,0,0,0,0,0.79999997760000008,0,0,0,0]
[1991,9,26,"1991-09-26",9.1000005119999994,7.6999999680000002,24.100001280000001,1.3999999392,0.30000000671999999,16.6752,1.5000000767999999,10.399999967999999,3.8999999232000002,10.500000192,2.9000000160000003,4.4000000064,8.6999999615999997]
[1991,9,27,"1991-09-27",9.9999999360000008E-2,7.7999998464000004,2.499999984,0.99999999360000003,1.5000000767999999,0.400032,9.9999999360000008E-2,0,1.7000000927999999,8.3000004480000005,0,9.9999999360000008E-2,5.5999995839999999]
[1991,10,2,"1991-10-02",0,0,0,0,0,0,0,0,0,0,0,0,0]
[1991,10,7,"1991-10-07",0,0,0,0,9.9999999360000008E-2,0,0,0,0,0,0,0,0]
[1991,10,9,"1991-10-09",0,0,0.30000000671999999,0,0,0.19958399999999998,0.19999999872000002,1.1000000448,0,9.9999999360000008E-2,0.99999999360000003,0.99999999360000003,0]
[1991,10,14,"1991-10-14",0,0,0,0,0,0,0,0.19999999872000002,0,0,0,0,0]
[1991,10,19,"1991-10-19",0,0,0,0,0,0,0,0,0,0,0,0,9.8000003519999996]
[1991,10,24,"1991-10-24",0,0,9.9999999360000008E-2,0,0,0,0,0,0,9.9999999360000008E-2,0,0,1.3999999392]
[1991,10,28,"1991-10-28",0.19999999872000002,0,0.49999999680000001,0,0.39999998880000004,0.50025599999999992,0.79999997760000008,0.70000001280000002,0.60000000480000004,9.9999999360000008E-2,0.39999998880000004,0.79999997760000008,0.49999999680000001]
[1991,10,31,"1991-10-31",0.30000000671999999,0,5.2000000704000007,9.9999999360000008E-2,9.9999999360000008E-2,5.2012799999999997,5.1000000191999995,9.5999999039999988,0.30000000671999999,0,6.3999996479999997,5.1000000191999995,1.5000000767999999]
[1991,11,5,"1991-11-05",1.2000000096000001,3.3000000479999998,1.2000000096000001,0.49999999680000001,0.70000001280000002,1.50336,0.79999997760000008,2.2000000032,2.6000000352000003,1.1000000448,0.90000002879999996,0.79999997760000008,8.2000002240000001]
[1991,11,10,"1991-11-10",14.599999872,7.0999998336000001,3.0999998592,12.799999295999999,15.000000768000001,3.6028799999999999,3.8999999232000002,4.8000000384000003,5.2000000704000007,6.1000002719999999,4.100000112,5.5999995839999999,6.9000003359999997]
[1991,11,15,"1991-11-15",0,0,0,0,9.9999999360000008E-2,0,0,0,0,0,0,0,0]
[1991,11,17,"1991-11-17",1.7000000927999999,0.49999999680000001,0.19999999872000002,1.9999999872000001,2.0999999520000001,0.29980799999999996,0.70000001280000002,1.3000000176000002,0.39999998880000004,0.39999998880000004,0.99999999360000003,1.1000000448,2.7999998784]
[1991,11,22,"1991-11-22",0.39999998880000004,0,0,9.9999999360000008E-2,9.9999999360000008E-2,0,9.9999999360000008E-2,0,0.39999998880000004,9.9999999360000008E-2,0,0,0]
[1991,11,27,"1991-11-27",0,0,0,0,0,0,0,0,0,0,9.9999999360000008E-2,9.9999999360000008E-2,0]
[1991,12,2,"1991-12-02",0,0,0,0,0,0,0,0,0,0,0,0,0]
[1991,12,3,"1991-12-03",0,0,0,0,0,0,0,0,0,0,0,0,0]
[1991,12,9,"1991-12-09",0,0,0,0,0,0,0,0,0,0,0,0,0]
[1991,12,14,"1991-12-14",0,0.19999999872000002,9.9999999360000008E-2,0,0,0,0,0,0,9.9999999360000008E-2,0,0,0]
[1991,12,19,"1991-12-19",0.79999997760000008,0.49999999680000001,0,1.1000000448,0.90000002879999996,0.10022399999999999,0.49999999680000001,0.90000002879999996,0.19999999872000002,0.39999998880000004,0.99999999360000003,1.2000000096000001,9.9999999360000008E-2]
[1991,12,22,"1991-12-22",0,0,0,0,0.30000000671999999,0,0,0,0,0,0,0,0]
[1991,12,26,"1991-12-26",0,0,0,0,0,0,0,0,0,0,0,0,0]
[1991,12,31,"1991-12-31",0,9.9999999360000008E-2,0.19999999872000002,0,0,0,0,0,0,0,0,9.9999999360000008E-2,0]
[1992,1,5,"1992-01-05",0.19999999872000002,0.19999999872000002,0,0.19999999872000002,0.19999999872000002,0,0,0,0.19999999872000002,0,0,0.19999999872000002,0.60000000480000004]
[1992,1,9,"1992-01-09",8.6999999615999997,7.0999998336000001,0.79999997760000008,7.8999998976000008,5.2000000704000007,1.50336,3.5999999423999998,2.0999999520000001,4.6999999872,8.3999998080000005,1.2000000096000001,2.0999999520000001,14.800000320000001]
[1992,1,12,"1992-01-12",0,0.60000000480000004,0.39999998880000004,1.3000000176000002,9.9999999360000008E-2,0.10022399999999999,9.9999999360000008E-2,9.9999999360000008E-2,0.90000002879999996,1.1000000448,0,0,0.90000002879999996]
[1992,1,17,"1992-01-17",0,0,0,0,0,0,0,0,0,0,0,0,0]
[1992,1,22,"1992-01-22",0,0,0,0,0,0,0,0,0,0,0,0,0]
[1992,1,23,"1992-01-23",0,0,0,0,0,0,0,0,0,0,0,0,0]
[1992,1,27,"1992-01-27",0,0.60000000480000004,0,1.1000000448,0.49999999680000001,0,0,0,1.3000000176000002,0.49999999680000001,0,0,0]
[1992,2,3,"1992-02-03",2.499999984,1.2000000096000001,1.3000000176000002,1.2000000096000001,1.5999999552000002,1.70208,1.3000000176000002,1.1000000448,1.5000000767999999,1.5000000767999999,1.2000000096000001,1.3000000176000002,4.2999999551999997]
[1992,2,8,"1992-02-08",0,0,0,0.19999999872000002,0.39999998880000004,0.10022399999999999,0.39999998880000004,0.39999998880000004,0,9.9999999360000008E-2,0.49999999680000001,0.49999999680000001,0]
[1992,2,9,"1992-02-09",0.60000000480000004,0.60000000480000004,1.1000000448,0.49999999680000001,0.30000000671999999,0.50025599999999992,0.30000000671999999,0.99999999360000003,0,9.9999999360000008E-2,0.99999999360000003,1.2000000096000001,0.99999999360000003]
[1992,2,15,"1992-02-15",0,0,0,9.9999999360000008E-2,0,0,0,0,0,0,0,0,0.19999999872000002]
[1992,2,20,"1992-02-20",0,0,0,0,0,0,0,0,0,0,0,0,0]
[1992,2,25,"1992-02-25",0,0,0,0,0,0,0,0,0,0,0,0,0]
[1992,2,26,"1992-02-26",0,0,0,0,0,0,0,0,0,0,0,0,0]
[1992,3,2,"1992-03-02",0,0,0,9.9999999360000008E-2,9.9999999360000008E-2,0,0,9.9999999360000008E-2,9.9999999360000008E-2,0,0,9.9999999360000008E-2,0.19999999872000002]
[1992,3,9,"1992-03-09",0,0,0,0,0,0,0,0,0,0,0,0,0]
[1992,3,13,"1992-03-13",1.5999999552000002,1.7000000927999999,0.79999997760000008,2.6000000352000003,1.5000000767999999,0.59961599999999993,0.79999997760000008,0.49999999680000001,0.39999998880000004,0.39999998880000004,9.9999999360000008E-2,9.9999999360000008E-2,4.6999999872]
[1992,3,14,"1992-03-14",0.60000000480000004,1.2000000096000001,9.9999999360000008E-2,1.2000000096000001,1.2000000096000001,0.10022399999999999,9.9999999360000008E-2,9.9999999360000008E-2,0.90000002879999996,2.2000000032,0,0.19999999872000002,2.4000000192000002]
[1992,3,19,"1992-03-19",0,0,0,0,0,0,0,0,0,0,0,0,0]
[1992,3,22,"1992-03-22",5.4999997056000005,3.4000000992000001,3.0999998592,4.5000001439999995,4.5999999360000006,4.8038400000000001,2.4000000192000002,3.4000000992000001,4.8000000384000003,10.200000038399999,2.2000000032,2.0999999520000001,0.90000002879999996]
[1992,3,30,"1992-03-30",14.199999839999998,18.000000575999998,9.1999998720000011,17.800000128000001,15.900000191999998,12.528,13.200000191999999,14.699999232,9.8000003519999996,13.299999551999999,15.299999712,18.300000384000001,9.8000003519999996]
[1992,3,31,"1992-03-31",0,0.19999999872000002,9.9999999360000008E-2,0.79999997760000008,0,0.10022399999999999,9.9999999360000008E-2,9.9999999360000008E-2,0,0,0,0,0.99999999360000003]
[1992,4,5,"1992-04-05",0,0,0,0,9.9999999360000008E-2,0,0,0,0,0,0,0,0]
[1992,4,10,"1992-04-10",0,0,0,0,0,0,0,0,0,0,0,0,0]
[1992,4,16,"1992-04-16",0.30000000671999999,0.19999999872000002,0.90000002879999996,0.30000000671999999,0.19999999872000002,0.69984000000000002,0.39999998880000004,1.1000000448,0.19999999872000002,0.30000000671999999,0.60000000480000004,0.79999997760000008,1.3000000176000002]
[1992,4,17,"1992-04-17",0,0,0,0.39999998880000004,0.39999998880000004,0,0,0.70000001280000002,0,0,0.60000000480000004,0.49999999680000001,1.1000000448]
[1992,4,22,"1992-04-22",0.30000000671999999,0.19999999872000002,0,0.19999999872000002,0.19999999872000002,0.19958399999999998,0.19999999872000002,0.39999998880000004,0,0.30000000671999999,0.39999998880000004,0.49999999680000001,0]
[1992,4,27,"1992-04-27",2.7,3.0000000672000002,5.4,4.1999999040000002,2.2000000032,3.8016000000000001,5.6999998080000003,9.8000003519999996,1.5999999552000002,2.2000000032,7.4000001600000003,7.4000001600000003,2.9000000160000003]
[1992,5,3,"1992-05-03",0,0,0,0,0,0,0,0,0,0,0,0,0]
[1992,5,4,"1992-05-04",0,0,0,0,0,0,0,0,0,0,0,0,0]
[1992,5,9,"1992-05-09",6.6000000959999996,11.899999871999999,14.599999872,9.5000000256000003,7.8999998976000008,15.0336,11.099999808,10.10000016,13.40000064,10.399999967999999,5.8000000320000007,5.9000002559999993,11.699999424000001]
[1992,5,14,"1992-05-14",0,0,0,0,0,0,0,0,0,0,0,0,0]
[1992,5,16,"1992-05-16",0,0,0,0,0,0,0,0,0,0,0,0,0]
[1992,5,21,"1992-05-21",0,0,0,0,0,0,0,0,0,0,0,0,0]
[1992,5,26,"1992-05-26",0,0,0,0,0,0,0,0,0,0,0,0,0]
[1992,5,31,"1992-05-31",0.30000000671999999,0.19999999872000002,3.8999999232000002,0.19999999872000002,0.79999997760000008,3.4041600000000001,2.0999999520000001,6.8000001984000003,0.49999999680000001,9.9999999360000008E-2,3.5999999423999998,3.4999998911999999,9.9999999360000008E-2]
[1992,6,4,"1992-06-04",1.2000000096000001,2.499999984,3.3000000479999998,0.39999998880000004,0.19999999872000002,4.1990400000000001,4.5999999360000006,3.1999999104000003,4.2999999551999997,4.2999999551999997,1.9999999872000001,2.499999984,1.7000000927999999]
[1992,6,7,"1992-06-07",0,0.19999999872000002,0,4.2999999551999997,0,0,0.39999998880000004,0.30000000671999999,9.9999999360000008E-2,0,0.49999999680000001,0.30000000671999999,9.9999999360000008E-2]
[1992,6,12,"1992-06-12",0,0,0,0,0,0,0,0,0,0,0,0,0]
[1992,6,17,"1992-06-17",0,0,0,0,0,0,0,0,0,0,0,0,0]
[1992,6,22,"1992-06-22",0,0,0,9.9999999360000008E-2,0,0,0,0,0,0,0,0,0]
[1992,6,27,"1992-06-27",0,0,0,0,0,0,0,0,0,0,0,0,0]
[1992,6,29,"1992-06-29",0,0,0,0,0.60000000480000004,0,0,0,0,0,0,0,0]
[1992,7,4,"1992-07-04",7.6000002624,7.0999998336000001,5.9000002559999993,17.499999455999998,30.299998752,10.022399999999999,3.4000000992000001,2.7,6.2999997695999994,1.7999999711999999,1.7999999711999999,3.4999998911999999,2.499999984]
[1992,7,9,"1992-07-09",0.49999999680000001,0.30000000671999999,2.9000000160000003,0.19999999872000002,0.39999998880000004,4.8988800000000001,2.7,3.5999999423999998,0.60000000480000004,9.9999999360000008E-2,3.0000000672000002,4.100000112,3.0999998592]
[1992,7,10,"1992-07-10",0,0,0,0,0,0,0,0,0,0,0,0.30000000671999999,0.19999999872000002]
[1992,7,16,"1992-07-16",0.19999999872000002,0,0.70000001280000002,0.39999998880000004,0.60000000480000004,0,0,0.30000000671999999,0,0.30000000671999999,9.9999999360000008E-2,0.39999998880000004,3.1999999104000003]
[1992,7,21,"1992-07-21",0,0,0,0,0,0.800064,0.99999999360000003,5.9000002559999993,0,0,0.99999999360000003,0.49999999680000001,0.19999999872000002]
[1992,7,26,"1992-07-26",9.9999999360000008E-2,0.49999999680000001,0.19999999872000002,0,0,0.19958399999999998,0.49999999680000001,0.60000000480000004,0.70000001280000002,0.60000000480000004,9.9999999360000008E-2,0.30000000671999999,1.2000000096000001]
[1992,7,29,"1992-07-29",0,0,0,0,0,0,0,0,0,0,0,0,0]
[1992,8,2,"1992-08-02",0,0,0,0,0,0,0,0,0,0,0,0,0]
[1992,8,7,"1992-08-07",5.9000002559999993,2.6000000352000003,0.49999999680000001,3.0000000672000002,6.1000002719999999,1.00224,3.0000000672000002,1.2000000096000001,5.4,5.3000002080000002,2.499999984,3.0999998592,0]
[1992,8,12,"1992-08-12",5.6999998080000003,2.7,1.9000001088,1.7000000927999999,5.4,3.4992000000000001,3.8999999232000002,5.1000000191999995,1.3000000176000002,0.79999997760000008,4.5000001439999995,5.9000002559999993,17.899999487999999]
[1992,8,13,"1992-08-13",17.800000128000001,23.299999488000001,17.59999968,24.799998528,20.799999935999999,22.982400000000002,21.200000832000001,26.700001920000002,21.999999167999999,21.399999552000001,16.299999360000001,18.200001023999999,2.0999999520000001]
[1992,8,21,"1992-08-21",0,0,0.79999997760000008,0,0,0.10022399999999999,0.19999999872000002,0,0,0,9.9999999360000008E-2,0.19999999872000002,0]
[1992,8,24,"1992-08-24",10.300000089599999,5.9000002559999993,13.100000831999999,12.699999935999999,8.5999999103999993,9.5904000000000007,6.9000003359999997,10.8,5.4,4.9000001759999998,7.6999999680000002,9.999999936,4.2999999551999997]
[1992,8,29,"1992-08-29",11.899999871999999,14.399999424000001,7.2999999359999999,7.4000001600000003,7.2999999359999999,10.540799999999999,9.5999999039999988,12.900000384,11.200000032,7.6000002624,11.500000704,14.399999424000001,4.4000000064]
[1992,8,30,"1992-08-30",12.000000096000001,6.0000001344000005,2.2999999680000003,5.5999995839999999,2.0999999520000001,2.2031999999999998,2.4000000192000002,4.9000001759999998,4.9000001759999998,3.8000001312,4.1999999040000002,6.4999998720000001,9.9999999360000008E-2]
[1992,9,3,"1992-09-03",2.0999999520000001,6.8000001984000003,6.70000032,1.3999999392,2.0999999520000001,5.4,3.9999999744000001,4.4000000064,4.8000000384000003,4.9000001759999998,2.9000000160000003,3.3000000479999998,2.499999984]
[1992,9,10,"1992-09-10",0,0,0.70000001280000002,0,0,0.400032,9.9999999360000008E-2,1.1000000448,9.9999999360000008E-2,0,9.9999999360000008E-2,0.19999999872000002,0]
[1992,9,15,"1992-09-15",0,0,0,0,0,0,0,0,0,0,0,0,0]
[1992,9,16,"1992-09-16",0,0,0,0,0,0,0,0,0,0,0,0,0]
[1992,9,22,"1992-09-22",17.800000128000001,4.5999999360000006,9.999999936,8.3999998080000005,14.199999839999998,12.009599999999999,18.900000000000002,10.899999360000001,12.900000384,5.4,12.399999264,10.500000192,3.5999999423999998]
[1992,9,27,"1992-09-27",0,0.19999999872000002,0,0,0,0,0,0,9.9999999360000008E-2,0,0,0,0]
[1992,10,2,"1992-10-02",17.400000095999999,14.599999872,12.100000319999999,34.499998655999995,21.200000832000001,15.12,14.300000064000001,10.999999583999999,16.400000448,23.299999488000001,12.900000384,14.699999232,9.8000003519999996]
[1992,10,3,"1992-10-03",2.0999999520000001,2.0999999520000001,1.5999999552000002,1.2000000096000001,1.9000001088,1.5983999999999998,4.1999999040000002,4.4000000064,1.9999999872000001,2.2000000032,2.7999998784,3.1999999104000003,0]
[1992,10,8,"1992-10-08",9.9999999360000008E-2,0,0,9.9999999360000008E-2,0,0.29980799999999996,0.70000001280000002,0.49999999680000001,0.30000000671999999,0.49999999680000001,9.9999999360000008E-2,0,0]
[1992,10,15,"1992-10-15",0,0,0,0,9.9999999360000008E-2,0,0,0,0,0,0,0,0.79999997760000008]
[1992,10,19,"1992-10-19",16.999999200000001,13.299999551999999,29.000001023999999,22.20000048,30.299998752,17.798400000000001,11.300000255999999,41.200000704000004,8.6999999615999997,15.500000159999999,18.599999327999999,19.999999872,3.9999999744000001]
[1992,10,20,"1992-10-20",10.600000416,13.40000064,23.500000799999999,18.799999776,14.500000512,16.416,4.100000112,26.200000800000002,10.699999776,13.900000032000001,12.000000096000001,12.200000544,8.3000004480000005]
[1992,10,25,"1992-10-25",1.5999999552000002,11.699999424000001,7.5000003840000007,11.300000255999999,1.3999999392,11.059199999999999,1.7000000927999999,6.1999997184,6.0000001344000005,5.4999997056000005,5.4,5.5999995839999999,6.4999998720000001]
[1992,10,28,"1992-10-28",9.7000001279999992,6.1999997184,2.7999998784,12.299999904,11.099999808,5.2012799999999997,4.5000001439999995,6.70000032,5.4,6.6000000959999996,4.5999999360000006,4.999999968,0.99999999360000003]
[1992,11,5,"1992-11-05",0,0,0,9.9999999360000008E-2,0.19999999872000002,0,0,0,0,0,0,0,0]
[1992,11,6,"1992-11-06",0,0,9.9999999360000008E-2,9.9999999360000008E-2,0,0,0,0,0,0,0,0,0]
[1992,11,11,"1992-11-11",0,0,0,9.9999999360000008E-2,9.9999999360000008E-2,0.29980799999999996,0,0.30000000671999999,0,0.19999999872000002,0.19999999872000002,0.19999999872000002,2.7999998784]
[1992,11,16,"1992-11-16",13.200000191999999,15.100000128,7.6000002624,18.000000575999998,19.499999616,10.8,10.999999583999999,12.699999935999999,12.200000544,13.999999392000001,11.399999616000001,11.899999871999999,3.3000000479999998]
[1992,11,20,"1992-11-20",0,0,9.9999999360000008E-2,0,0,0,0,0,0,0,0,0,0]
[1992,11,23,"1992-11-23",0,0,0,0,0,0,0,9.9999999360000008E-2,0,0,0,0,0]
[1992,11,28,"1992-11-28",10.300000089599999,12.000000096000001,12.200000544,18.200001023999999,13.5,9.9359999999999999,11.200000032,12.900000384,10.200000038399999,12.100000319999999,11.300000255999999,12.299999904,0]
[1992,12,3,"1992-12-03",3.0000000672000002,6.0000001344000005,5.9000002559999993,8.9000000640000003,4.999999968,5.5036800000000001,4.999999968,5.3000002080000002,7.0999998336000001,2.4000000192000002,5.3000002080000002,6.6000000959999996,3.4999998911999999]
[1992,12,9,"1992-12-09",0.19999999872000002,1.2000000096000001,0,1.9999999872000001,0.30000000671999999,0.10022399999999999,0,9.9999999360000008E-2,0.99999999360000003,0.70000001280000002,0,0,0]
[1992,12,10,"1992-12-10",0,0,0,0,0,0,0,0,0,0,0,0,0.60000000480000004]
[1992,12,15,"1992-12-15",0.39999998880000004,0,0.49999999680000001,0,0,0.50025599999999992,0.49999999680000001,1.3000000176000002,9.9999999360000008E-2,0,1.3000000176000002,2.499999984,1.1000000448]
[1992,12,20,"1992-12-20",9.9999999360000008E-2,0.19999999872000002,9.9999999360000008E-2,2.0999999520000001,0.99999999360000003,0,0,0,9.9999999360000008E-2,0.49999999680000001,0,9.9999999360000008E-2,0.49999999680000001]
[1992,12,22,"1992-12-22",0,0,0,0,0,0,0,0,0,0,0,0,0.19999999872000002]
[1992,12,27,"1992-12-27",0,0,0,0,0,0,0,0,0,0,0,0,0]
[1993,1,1,"1993-01-01",0,0,0,0,0,0,0,0,0,9.9999999360000008E-2,0,0,0]
[1993,1,6,"1993-01-06",8.3000004480000005,7.5000003840000007,7.7999998464000004,11.099999808,9.5999999039999988,6.9984000000000002,6.1000002719999999,6.70000032,7.5000003840000007,8.3999998080000005,7.1999997120000003,8.5000000320000009,4.1999999040000002]
[1993,1,11,"1993-01-11",4.4000000064,1.2000000096000001,1.7999999711999999,2.2999999680000003,2.499999984,1.7971200000000001,1.3000000176000002,1.2000000096000001,1.1000000448,1.3999999392,1.5999999552000002,2.2000000032,9.9999999360000008E-2]
[1993,1,14,"1993-01-14",0.30000000671999999,0.19999999872000002,1.5000000767999999,9.9999999360000008E-2,9.9999999360000008E-2,2.2031999999999998,0.90000002879999996,2.2000000032,0.79999997760000008,9.9999999360000008E-2,1.7000000927999999,1.9000001088,0.70000001280000002]
[1993,1,18,"1993-01-18",0.39999998880000004,0.79999997760000008,1.1000000448,0.70000001280000002,0.60000000480000004,0.400032,2.4000000192000002,1.9000001088,1.2000000096000001,0.39999998880000004,1.9000001088,1.9000001088,0.39999998880000004]
[1993,1,23,"1993-01-23",0.70000001280000002,0.99999999360000003,1.9999999872000001,0.70000001280000002,0.60000000480000004,1.50336,0.99999999360000003,1.9000001088,0.19999999872000002,0.30000000671999999,1.5999999552000002,1.7999999711999999,2.0999999520000001]
[1993,1,28,"1993-01-28",5.5999995839999999,0.19999999872000002,0.19999999872000002,3.4000000992000001,7.1999997120000003,0.29980799999999996,0.79999997760000008,0.39999998880000004,0.49999999680000001,0.49999999680000001,0,1.1000000448,0.70000001280000002]
[1993,2,2,"1993-02-02",0,0,0,0,0,0,0,0,0,0,0,0,9.9999999360000008E-2]
[1993,2,4,"1993-02-04",0.39999998880000004,0,0,0,9.9999999360000008E-2,0,0,0,0.49999999680000001,0,0,0.19999999872000002,0]
[1993,2,9,"1993-02-09",0,0,0,0,0,0.10022399999999999,0,0,0,0,0,0,1.1000000448]
[1993,2,14,"1993-02-14",0,0,0,0,0,0,0,0,0,0,0,0,0]
[1993,2,15,"1993-02-15",0,0,0,0,0,0,0,9.9999999360000008E-2,0,0,0.30000000671999999,0.39999998880000004,0.30000000671999999]
[1993,2,21,"1993-02-21",0,0,0,9.9999999360000008E-2,0.39999998880000004,0,0,0,0,0,0,0,1.1000000448]
[1993,2,26,"1993-02-26",7.0999998336000001,7.9999997760000001,2.2000000032,10.399999967999999,6.9999997823999998,5.0025599999999999,6.0000001344000005,6.2999997695999994,6.1999997184,7.6000002624,3.9999999744000001,3.8999999232000002,8.3999998080000005]
[1993,3,3,"1993-03-03",0,0,0,0,0,0,0,0,0,0,0,0,0]
[1993,3,4,"1993-03-04",0,0,0.19999999872000002,0,0,0,0,9.9999999360000008E-2,0,0,9.9999999360000008E-2,9.9999999360000008E-2,0]
[1993,3,10,"1993-03-10",0,0,0,0,0,0,0,0,0,0,0,0,0.60000000480000004]
[1993,3,15,"1993-03-15",0,0,0,0,0.30000000671999999,0,0,0,0,0,0,0,1.2000000096000001]
[1993,3,20,"1993-03-20",0,0,0,0,0,0,0,0,0,0,0,0,0]
[1993,3,21,"1993-03-21",0.49999999680000001,0.39999998880000004,3.8000001312,0,0.19999999872000002,2.2031999999999998,2.7999998784,5.5999995839999999,0.19999999872000002,0,3.5999999423999998,4.5000001439999995,6.9000003359999997]
[1993,3,29,"1993-03-29",0,0,0,0,0,0,0,0,0,0,0,0,0]
[1993,4,1,"1993-04-01",6.0000001344000005,8.1,13.100000831999999,3.8000001312,4.9000001759999998,20.736000000000001,14.699999232,14.899999680000001,13.699999584,4.999999968,12.900000384,15.700000608,9.7000001279999992]
[1993,4,6,"1993-04-06",1.1000000448,1.2000000096000001,1.5999999552000002,0.39999998880000004,0.49999999680000001,1.296,1.3000000176000002,0.90000002879999996,1.3000000176000002,0.49999999680000001,0.49999999680000001,0.30000000671999999,0.19999999872000002]
[1993,4,7,"1993-04-07",0.70000001280000002,0.39999998880000004,0.49999999680000001,1.5999999552000002,0.99999999360000003,0.50025599999999992,0.60000000480000004,1.2000000096000001,1.7000000927999999,0.49999999680000001,0.60000000480000004,0.99999999360000003,0]
[1993,4,11,"1993-04-11",1.1000000448,0.19999999872000002,0,0.49999999680000001,0.60000000480000004,0.19958399999999998,0.99999999360000003,9.9999999360000008E-2,0.19999999872000002,9.9999999360000008E-2,0,9.9999999360000008E-2,0.90000002879999996]
[1993,4,18,"1993-04-18",0,0.19999999872000002,0,0,0,0,9.9999999360000008E-2,0,0,0,0,9.9999999360000008E-2,1.5000000767999999]
[1993,4,23,"1993-04-23",5.9000002559999993,3.9999999744000001,7.7999998464000004,8.2000002240000001,3.4999998911999999,10.6272,10.399999967999999,15.100000128,3.7000000800000001,6.9999997823999998,11.600000064000001,13.800000671999999,3.8999999232000002]
[1993,4,24,"1993-04-24",12.100000319999999,16.999999200000001,9.3999999744,17.59999968,13.299999551999999,11.231999999999999,9.7000001279999992,10.500000192,15.900000191999998,17.59999968,8.5000000320000009,9.3000000959999998,11.899999871999999]
[1993,4,29,"1993-04-29",0,0,0,0,0,0,0,0,0,0,0,0,0]
[1993,5,4,"1993-05-04",0,0,0,0,0,0,0,0,0,0,0,0,0]
[1993,5,10,"1993-05-10",0,0,0,0,9.9999999360000008E-2,0,9.9999999360000008E-2,0,0.19999999872000002,0,9.9999999360000008E-2,0,2.2000000032]
[1993,5,11,"1993-05-11",1.2000000096000001,0,0,9.9999999360000008E-2,9.9999999360000008E-2,0,0.19999999872000002,9.9999999360000008E-2,0,0,0.39999998880000004,0.39999998880000004,0]
[1993,5,16,"1993-05-16",0,0,0,0,0,0.10022399999999999,0,9.9999999360000008E-2,0,0,0,0,0]
[1993,5,23,"1993-05-23",0,0,0,0,0,0,0,0,0,0,0,0,0]
[1993,5,27,"1993-05-27",7.8999998976000008,7.9999997760000001,7.6999999680000002,5.5999995839999999,3.8999999232000002,7.89696,7.4000001600000003,5.1000000191999995,9.8000003519999996,5.9000002559999993,7.6999999680000002,8.2000002240000001,19.000000224000001]
[1993,5,28,"1993-05-28",0.30000000671999999,0.39999998880000004,0.39999998880000004,0,0.30000000671999999,0.19958399999999998,0.79999997760000008,0.99999999360000003,0.49999999680000001,9.9999999360000008E-2,0.70000001280000002,0.99999999360000003,0.19999999872000002]
[1993,6,2,"1993-06-02",9.9999999360000008E-2,0.19999999872000002,2.0999999520000001,0,0.30000000671999999,0.800064,0.19999999872000002,8.1,0,6.0000001344000005,2.9000000160000003,2.6000000352000003,4.5000001439999995]
[1993,6,5,"1993-06-05",0,0,0,0,0,0,0,0,0,0,0,0,0]
[1993,6,13,"1993-06-13",3.8000001312,2.4000000192000002,2.2000000032,4.5000001439999995,3.9999999744000001,2.2031999999999998,3.0999998592,5.1000000191999995,3.0999998592,1.7999999711999999,4.4000000064,4.8000000384000003,0.19999999872000002]
[1993,6,14,"1993-06-14",10.10000016,7.5000003840000007,6.8000001984000003,6.8000001984000003,9.999999936,7.89696,10.699999776,8.5999999103999993,10.999999583999999,6.9000003359999997,7.2999999359999999,6.8000001984000003,4.4000000064]
[1993,6,19,"1993-06-19",0,0,0,0,0,0,9.9999999360000008E-2,0,0,0,0,0,0]
[1993,6,24,"1993-06-24",0,0,0,0,0,0,0,0,0,0,0,0,0]
[1993,6,28,"1993-06-28",0,0,0,0,0,0,0,0,0,0,0,0,0]
[1993,7,1,"1993-07-01",0,0,0,0,0,0,0,0,0,0,0,0,0]
[1993,7,6,"1993-07-06",0,0,0,0,0,0,0,0,0,0,0,0,0]
[1993,7,11,"1993-07-11",10.999999583999999,3.7000000800000001,0,2.2000000032,13.5,0.19958399999999998,0,0,1.1000000448,3.0999998592,0.19999999872000002,1.1000000448,3.3000000479999998]
[1993,7,16,"1993-07-16",0,0,0,0,0,0.10022399999999999,0.79999997760000008,0.30000000671999999,0,0,0.60000000480000004,1.3000000176000002,4.9000001759999998]
[1993,7,18,"1993-07-18",4.6999999872,3.1999999104000003,0.70000001280000002,5.4,6.1999997184,2.6006399999999998,5.3000002080000002,6.3999996479999997,1.9999999872000001,3.5999999423999998,5.1000000191999995,6.2999997695999994,2.499999984]
[1993,7,23,"1993-07-23",0.39999998880000004,0.60000000480000004,0.30000000671999999,0,0,0.29980799999999996,0.30000000671999999,9.9999999360000008E-2,0.49999999680000001,0.79999997760000008,0.79999997760000008,0.99999999360000003,1.5000000767999999]
[1993,7,28,"1993-07-28",9.9999999360000008E-2,0,0.19999999872000002,0.30000000671999999,0.39999998880000004,0.10022399999999999,9.9999999360000008E-2,0.30000000671999999,0.19999999872000002,9.9999999360000008E-2,0.39999998880000004,0.49999999680000001,0.70000001280000002]
[1993,8,2,"1993-08-02",0,0,0,0,0,0,0,0,0,0,0,0,0]
[1993,8,3,"1993-08-03",0,0,0,0,0,0,0,0,0,0,0,0,0]
[1993,8,9,"1993-08-09",1.3000000176000002,0.19999999872000002,0.30000000671999999,1.2000000096000001,0.99999999360000003,0.10022399999999999,0.39999998880000004,0.70000001280000002,0.30000000671999999,0,0.70000001280000002,0.99999999360000003,3.3000000479999998]
[1993,8,14,"1993-08-14",0,0.19999999872000002,0,0.19999999872000002,0.39999998880000004,0.400032,0.99999999360000003,0,0.49999999680000001,0,0,0.39999998880000004,2.7999998784]
[1993,8,19,"1993-08-19",0,0,0,0,0,0,0,0,0,0,0,0,0]
[1993,8,22,"1993-08-22",11.399999616000001,12.399999264,3.4000000992000001,11.099999808,5.6999998080000003,1.39968,3.0999998592,2.9000000160000003,9.8000003519999996,10.10000016,2.2000000032,2.6000000352000003,1.5000000767999999]
[1993,8,26,"1993-08-26",0,0,0,1.1000000448,0.60000000480000004,0.10022399999999999,0,0,0,0,9.9999999360000008E-2,9.9999999360000008E-2,0.70000001280000002]
[1993,8,31,"1993-08-31",0,0,0,0,0,0,0,0,0,0,0,0,0]
[1993,9,5,"1993-09-05",0,0,0,0,0,0,0,0,0,0,0,0,0.19999999872000002]
[1993,9,9,"1993-09-09",3.3000000479999998,1.5999999552000002,3.3000000479999998,4.2999999551999997,3.1999999104000003,2.2031999999999998,3.4000000992000001,7.6000002624,0.99999999360000003,0.90000002879999996,4.8000000384000003,5.1000000191999995,0]
[1993,9,12,"1993-09-12",10.300000089599999,9.7000001279999992,11.899999871999999,8.7999998399999999,7.6000002624,15.984,12.100000319999999,15.999999552,9.8000003519999996,14.100000479999999,14.199999839999998,16.999999200000001,34.399999295999997]
[1993,9,17,"1993-09-17",0,0,0,0,0,0,0,0,0,0,0,0,9.9999999360000008E-2]
[1993,9,22,"1993-09-22",4.4000000064,0,9.999999936,1.5000000767999999,5.4999997056000005,8.0006400000000006,2.7999998784,3.8999999232000002,1.3000000176000002,0.90000002879999996,5.4,2.6000000352000003,0]
[1993,9,23,"1993-09-23",0,0,0,0,9.9999999360000008E-2,0,0,0,0,0,0,0,9.9999999360000008E-2]
[1993,9,27,"1993-09-27",5.2000000704000007,12.999999744,10.999999583999999,6.0000001344000005,7.0999998336000001,12.6144,8.3000004480000005,5.4999997056000005,8.7999998399999999,8.7999998399999999,4.999999968,7.6999999680000002,12.999999744]
[1993,10,4,"1993-10-04",6.1000002719999999,7.0999998336000001,7.5000003840000007,4.6999999872,8.3000004480000005,5.0025599999999999,4.2999999551999997,6.8000001984000003,6.1999997184,4.1999999040000002,6.70000032,6.2999997695999994,0.90000002879999996]
[1993,10,9,"1993-10-09",10.10000016,8.3999998080000005,1.2000000096000001,1.9000001088,3.8999999232000002,2.7043200000000001,3.0999998592,6.4999998720000001,2.2999999680000003,15.000000768000001,8.3999998080000005,7.2999999359999999,1.9000001088]
[1993,10,10,"1993-10-10",3.8999999232000002,8.6999999615999997,4.9000001759999998,1.3000000176000002,1.9000001088,6.2985599999999993,9.000000287999999,6.9000003359999997,7.1999997120000003,4.100000112,10.300000089599999,8.5000000320000009,3.8000001312]
[1993,10,16,"1993-10-16",0,0.30000000671999999,0,0,9.9999999360000008E-2,0,0,0,0,1.3000000176000002,0,0,0.30000000671999999]
[1993,10,21,"1993-10-21",2.2000000032,4.6999999872,0,0.90000002879999996,3.4000000992000001,0.10022399999999999,0.60000000480000004,9.9999999360000008E-2,1.3999999392,6.1000002719999999,0,0,4.2999999551999997]
[1993,10,26,"1993-10-26",5.1000000191999995,4.5999999360000006,0,3.5999999423999998,3.9999999744000001,0.19958399999999998,0.70000001280000002,9.9999999360000008E-2,1.3999999392,6.4999998720000001,9.9999999360000008E-2,0.30000000671999999,9.9999999360000008E-2]
[1993,10,27,"1993-10-27",2.0999999520000001,2.2000000032,0.39999998880000004,2.4000000192000002,2.9000000160000003,3.4041600000000001,1.7000000927999999,1.2000000096000001,1.9999999872000001,0.90000002879999996,1.7000000927999999,1.7000000927999999,1.7000000927999999]
[1993,11,3,"1993-11-03",0,0,0,0,0,0,0,0,0,0,0,0,0]
[1993,11,7,"1993-11-07",9.9999999360000008E-2,0.60000000480000004,0.19999999872000002,0.19999999872000002,9.9999999360000008E-2,0,0,9.9999999360000008E-2,0.70000001280000002,0.19999999872000002,0,0,1.5999999552000002]
[1993,11,12,"1993-11-12",0.70000001280000002,0.79999997760000008,3.8000001312,0,9.9999999360000008E-2,3.4041600000000001,3.0999998592,4.4000000064,0.79999997760000008,0.39999998880000004,3.9999999744000001,2.7999998784,10.500000192]
[1993,11,13,"1993-11-13",24.000000192000002,24.000000192000002,8.3999998080000005,21.100001471999999,17.699999040000002,12.787199999999999,12.299999904,18.700000416000002,19.000000224000001,12.699999935999999,15.000000768000001,19.099999583999999,21.399999552000001]
[1993,11,18,"1993-11-18",0,0,0,0,0,0,0,0,0,0,0,0,0]
[1993,11,21,"1993-11-21",1.7999999711999999,4.8000000384000003,1.1000000448,0.99999999360000003,0.49999999680000001,1.39968,0.19999999872000002,0.60000000480000004,6.8000001984000003,3.4999998911999999,0.39999998880000004,0.30000000671999999,1.3999999392]
[1993,11,29,"1993-11-29",9.8999997120000014,6.8000001984000003,5.3000002080000002,10.899999360000001,11.699999424000001,6.4022399999999999,6.9000003359999997,5.4999997056000005,6.9000003359999997,7.5000003840000007,5.4,6.1999997184,6.3999996479999997]
[1993,11,30,"1993-11-30",0.60000000480000004,0.19999999872000002,0.90000002879999996,0.49999999680000001,0.49999999680000001,1.39968,0.70000001280000002,1.1000000448,0.39999998880000004,0.90000002879999996,0.70000001280000002,0.60000000480000004,0]
[1993,12,5,"1993-12-05",0,0,0,9.9999999360000008E-2,0,0,0,9.9999999360000008E-2,0,0,0,0,0]
[1993,12,10,"1993-12-10",0,0,0,0.30000000671999999,0,0,0,0,0,0,0,0,0]
[1993,12,16,"1993-12-16",1.1000000448,0.19999999872000002,0,1.2000000096000001,1.1000000448,0,0.30000000671999999,0.90000002879999996,0.19999999872000002,0,1.1000000448,1.5000000767999999,0.19999999872000002]
[1993,12,17,"1993-12-17",1.7999999711999999,1.3999999392,0.19999999872000002,1.7999999711999999,1.9999999872000001,0.69984000000000002,1.3999999392,1.1000000448,1.3000000176000002,1.3000000176000002,0.79999997760000008,1.5999999552000002,0.99999999360000003]
[1993,12,22,"1993-12-22",6.0000001344000005,4.100000112,0.99999999360000003,7.6999999680000002,5.4999997056000005,1.09728,1.3999999392,1.5999999552000002,2.7,3.4999998911999999,1.9000001088,2.0999999520000001,0.79999997760000008]
[1993,12,28,"1993-12-28",5.8000000320000007,4.4000000064,1.5999999552000002,6.3999996479999997,6.1000002719999999,3.8016000000000001,3.4999998911999999,6.1999997184,2.4000000192000002,4.100000112,4.1999999040000002,4.5000001439999995,3.4000000992000001]
[1994,1,2,"1994-01-02",0.30000000671999999,0,0.70000001280000002,9.9999999360000008E-2,0.39999998880000004,0.50025599999999992,0.39999998880000004,0.90000002879999996,9.9999999360000008E-2,0,0.90000002879999996,0.39999998880000004,0]
[1994,1,3,"1994-01-03",12.399999264,12.900000384,14.599999872,12.900000384,10.699999776,19.785600000000002,19.099999583999999,26.400000383999998,14.699999232,9.5999999039999988,22.699999872000003,24.000000192000002,8.5999999103999993]
[1994,1,8,"1994-01-08",3.9999999744000001,1.3999999392,1.1000000448,0.90000002879999996,1.7000000927999999,2.4969600000000001,1.9999999872000001,2.4000000192000002,2.4000000192000002,0.39999998880000004,2.9000000160000003,3.7000000800000001,0]
[1994,1,13,"1994-01-13",0.30000000671999999,0.49999999680000001,2.2999999680000003,0.49999999680000001,2.2999999680000003,1.39968,1.5999999552000002,1.9999999872000001,1.3000000176000002,2.2999999680000003,2.9000000160000003,1.3000000176000002,0]
[1994,1,15,"1994-01-15",3.3000000479999998,0.39999998880000004,9.9999999360000008E-2,2.9000000160000003,5.4,0.59961599999999993,0.79999997760000008,1.9999999872000001,1.2000000096000001,5.3000002080000002,2.7,3.8000001312,9.9999999360000008E-2]
[1994,1,20,"1994-01-20",9.9999999360000008E-2,0,0,0,9.9999999360000008E-2,0,0,0,9.9999999360000008E-2,0,0,0,0]
[1994,1,25,"1994-01-25",4.1999999040000002,0.79999997760000008,3.1999999104000003,2.6000000352000003,2.6000000352000003,2.7043200000000001,3.4999998911999999,4.2999999551999997,1.3000000176000002,0.79999997760000008,3.9999999744000001,3.8000001312,6.70000032]
[1994,1,30,"1994-01-30",0,0,0,0,0,0,0,0,0,0.19999999872000002,0,0,0]
[1994,2,3,"1994-02-03",15.399999072000002,11.899999871999999,7.6000002624,9.8999997120000014,9.8999997120000014,9.9359999999999999,6.3999996479999997,11.300000255999999,13.299999551999999,11.399999616000001,10.200000038399999,11.399999616000001,11.099999808]
[1994,2,6,"1994-02-06",3.0999998592,3.9999999744000001,2.2000000032,6.6000000959999996,5.5999995839999999,3.3004799999999999,1.5999999552000002,5.5999995839999999,2.4000000192000002,3.4999998911999999,4.6999999872,5.6999998080000003,0.70000001280000002]
[1994,2,11,"1994-02-11",0,0,0.30000000671999999,0,0,1.00224,9.9999999360000008E-2,0,0,0,9.9999999360000008E-2,0,9.9999999360000008E-2]
[1994,2,16,"1994-02-16",0,0.60000000480000004,0,0,0.60000000480000004,0,9.9999999360000008E-2,0,0.30000000671999999,0.19999999872000002,0.49999999680000001,9.9999999360000008E-2,0.30000000671999999]
[1994,2,21,"1994-02-21",1.9999999872000001,0.60000000480000004,0.19999999872000002,2.499999984,1.9999999872000001,0.19958399999999998,0.70000001280000002,0.70000001280000002,0.90000002879999996,0.60000000480000004,0.79999997760000008,1.1000000448,0]
[1994,2,23,"1994-02-23",3.9999999744000001,5.2000000704000007,3.0999998592,5.4999997056000005,3.7000000800000001,2.9980800000000003,2.7,3.9999999744000001,4.1999999040000002,3.8999999232000002,3.5999999423999998,3.8000001312,4.5999999360000006]
[1994,2,28,"1994-02-28",0,0,1.5000000767999999,0,0,2.6006399999999998,0.30000000671999999,2.7,0.19999999872000002,9.9999999360000008E-2,0.79999997760000008,0.60000000480000004,1.3999999392]
[1994,3,5,"1994-03-05",0,0,0,0,0,0,0,0,0,0,0,0,0]
[1994,3,10,"1994-03-10",0,0,0,0,0,0,0,0,0,0,0,0,0]
[1994,3,11,"1994-03-11",0,0,0,0,0,0,0,0,0,0,0,0,0.30000000671999999]
[1994,3,17,"1994-03-17",0.49999999680000001,0.79999997760000008,0.79999997760000008,0.99999999360000003,1.1000000448,1.00224,0.90000002879999996,1.9999999872000001,0.30000000671999999,0.49999999680000001,1.5000000767999999,2.4000000192000002,0]
[1994,3,22,"1994-03-22",9.1999998720000011,8.5000000320000009,2.7999998784,6.70000032,7.0999998336000001,5.0025599999999999,4.100000112,7.2999999359999999,3.9999999744000001,5.3000002080000002,5.4999997056000005,6.4999998720000001,1.7000000927999999]
[1994,3,27,"1994-03-27",0.39999998880000004,0,0.19999999872000002,0.19999999872000002,4.5999999360000006,0.400032,0.39999998880000004,0.90000002879999996,9.9999999360000008E-2,0,0.70000001280000002,0.79999997760000008,0.79999997760000008]
[1994,3,30,"1994-03-30",6.0000001344000005,5.1000000191999995,5.8000000320000007,6.2999997695999994,4.4000000064,6.2035200000000001,7.5000003840000007,7.1999997120000003,5.3000002080000002,3.3000000479999998,6.9000003359999997,7.8999998976000008,1.9999999872000001]
[1994,4,3,"1994-04-03",15.599999519999999,9.000000287999999,6.8000001984000003,16.499999807999998,14.300000064000001,8.8127999999999993,9.3999999744,13.999999392000001,11.600000064000001,7.1999997120000003,10.500000192,13.299999551999999,9.5000000256000003]
[1994,4,8,"1994-04-08",15.799999968,12.699999935999999,9.1000005119999994,10.200000038399999,10.699999776,10.972799999999999,8.5999999103999993,13.40000064,9.8999997120000014,7.2999999359999999,12.599999712000001,16.099999776000001,7.2999999359999999]
[1994,4,13,"1994-04-13",0.19999999872000002,0,9.9999999360000008E-2,1.1000000448,9.9999999360000008E-2,0,0,0,0.19999999872000002,0.39999998880000004,0,0,0.70000001280000002]
[1994,4,14,"1994-04-14",5.9000002559999993,5.9000002559999993,2.6000000352000003,9.8999997120000014,7.2999999359999999,4.7001600000000003,6.1999997184,3.9999999744000001,4.1999999040000002,8.1,4.5000001439999995,4.8000000384000003,3.3000000479999998]
[1994,4,22,"1994-04-22",0,0,9.9999999360000008E-2,0,0,0,0.19999999872000002,0.70000001280000002,0,0,0.39999998880000004,0.60000000480000004,0]
[1994,4,25,"1994-04-25",0.90000002879999996,0.19999999872000002,0,1.5999999552000002,0.79999997760000008,0.10022399999999999,0.39999998880000004,0.49999999680000001,0.60000000480000004,0,0.39999998880000004,0.60000000480000004,0]
[1994,4,30,"1994-04-30",0,0,0,0,0,0,0,0,0,0,0,0,0]
[1994,5,1,"1994-05-01",0,0,0,0,0,0,0,0,0,0,0,0,0]
[1994,5,5,"1994-05-05",3.7000000800000001,3.4000000992000001,2.2000000032,3.4999998911999999,3.7000000800000001,2.2982399999999998,2.6000000352000003,3.4999998911999999,2.7,3.0999998592,3.3000000479999998,3.4000000992000001,2.6000000352000003]
[1994,5,12,"1994-05-12",0.39999998880000004,0.39999998880000004,0.90000002879999996,0.70000001280000002,0.49999999680000001,0.800064,0.79999997760000008,1.5999999552000002,0.49999999680000001,1.3000000176000002,2.2999999680000003,1.7000000927999999,0]
[1994,5,17,"1994-05-17",10.399999967999999,9.1000005119999994,5.6999998080000003,5.5999995839999999,6.0000001344000005,6.4972799999999999,4.5000001439999995,6.2999997695999994,17.59999968,5.6999998080000003,5.4,8.1,9.9999999360000008E-2]
[1994,5,18,"1994-05-18",0.49999999680000001,1.5999999552000002,0,9.9999999360000008E-2,0.19999999872000002,0.29980799999999996,9.9999999360000008E-2,0.49999999680000001,1.2000000096000001,9.9999999360000008E-2,0.30000000671999999,0.39999998880000004,0]
[1994,5,24,"1994-05-24",4.100000112,3.8000001312,0,8.2000002240000001,5.1000000191999995,1.20096,0.99999999360000003,1.7000000927999999,2.7,3.3000000479999998,1.5999999552000002,1.5999999552000002,0]
[1994,5,29,"1994-05-29",0,0,0.19999999872000002,0,0,0.29980799999999996,0,0,0,0,0,0,0]
[1994,6,3,"1994-06-03",0.30000000671999999,0,0.79999997760000008,0.30000000671999999,0.39999998880000004,0.59961599999999993,0.70000001280000002,1.9999999872000001,0,0,0.79999997760000008,0.79999997760000008,2.7]
[1994,6,4,"1994-06-04",13.699999584,9.5999999039999988,6.1000002719999999,22.20000048,21.499998911999999,7.3958399999999997,9.8000003519999996,12.599999712000001,8.3000004480000005,10.10000016,10.999999583999999,13.299999551999999,3.5999999423999998]
[1994,6,9,"1994-06-09",0,0,0.19999999872000002,0.19999999872000002,0,0,9.9999999360000008E-2,0,9.9999999360000008E-2,0,0,0,0]
[1994,6,16,"1994-06-16",0,0,0,0,0,0,0,0,0,0,0,0,0.49999999680000001]
[1994,6,20,"1994-06-20",0,0,9.9999999360000008E-2,0,0,0,9.9999999360000008E-2,0.70000001280000002,0,0.30000000671999999,0.30000000671999999,0.30000000671999999,9.9999999360000008E-2]
[1994,6,21,"1994-06-21",0,0,9.9999999360000008E-2,0,0.19999999872000002,0.19958399999999998,9.9999999360000008E-2,0.70000001280000002,0.19999999872000002,0,0.49999999680000001,0.49999999680000001,0.70000001280000002]
[1994,6,26,"1994-06-26",1.3000000176000002,0,0,0,0,0,0,0,0,0,0,0,0]
[1994,6,29,"1994-06-29",0,0,0,0,0,0,0,0,0,0,0,0,0]
[1994,7,7,"1994-07-07",1.7999999711999999,1.2000000096000001,0.39999998880000004,1.9000001088,3.3000000479999998,0.59961599999999993,0.70000001280000002,4.5000001439999995,0.30000000671999999,0.49999999680000001,7.5000003840000007,8.5999999103999993,1.3000000176000002]
[1994,7,8,"1994-07-08",0.30000000671999999,0,0,9.9999999360000008E-2,0.60000000480000004,0,9.9999999360000008E-2,0.30000000671999999,0.60000000480000004,0,0.39999998880000004,0.70000001280000002,0]
[1994,7,13,"1994-07-13",1.3000000176000002,1.9999999872000001,9.9999999360000008E-2,0.70000001280000002,9.9999999360000008E-2,0,0,0,1.2000000096000001,0.30000000671999999,0,0,0.60000000480000004]
[1994,7,18,"1994-07-18",0,0,0,0,0,0,0,0,0,0,0,0,0]
[1994,7,24,"1994-07-24",0,0.39999998880000004,0,0,0,0.29980799999999996,0,0,0,9.9999999360000008E-2,0,0,2.6000000352000003]
[1994,7,25,"1994-07-25",0,0,0,0,0,0,0,0,0,0,0,0,0]
[1994,7,30,"1994-07-30",0.39999998880000004,1.5999999552000002,0.19999999872000002,3.0000000672000002,1.3999999392,0.69984000000000002,5.4999997056000005,9.9999999360000008E-2,0.79999997760000008,1.7999999711999999,2.2999999680000003,5.5999995839999999,18.799999776]
[1994,8,4,"1994-08-04",6.8000001984000003,3.0000000672000002,1.3999999392,9.9999999360000008E-2,0.79999997760000008,1.70208,1.5000000767999999,1.3999999392,4.100000112,0.70000001280000002,1.9000001088,2.2999999680000003,10.600000416]
[1994,8,10,"1994-08-10",0,3.5999999423999998,19.000000224000001,20.200000320000001,2.2000000032,23.0688,2.2000000032,10.500000192,1.5000000767999999,9.1999998720000011,3.4000000992000001,4.100000112,8.7999998399999999]
[1994,8,11,"1994-08-11",20.799999935999999,5.2000000704000007,12.599999712000001,20.200000320000001,16.499999807999998,18.8352,11.399999616000001,27.700000703999997,10.699999776,8.7999998399999999,8.5000000320000009,6.3999996479999997,20.600000352000002]
[1994,8,16,"1994-08-16",0,2.4000000192000002,9.9999999360000008E-2,0,0.39999998880000004,0.10022399999999999,3.4999998911999999,2.499999984,0.19999999872000002,0,0.39999998880000004,0.70000001280000002,1.9000001088]
[1994,8,21,"1994-08-21",0,0,0,0,0,0,0,0,0,0,0,0,0]
[1994,8,23,"1994-08-23",0,0,0.30000000671999999,0,0,0,0,0,0,0,9.9999999360000008E-2,0.19999999872000002,0.60000000480000004]
[1994,8,28,"1994-08-28",0,0,0,0,0,0,0,0,0,0,0,0,0]
[1994,9,2,"1994-09-02",0,0,0,0,0,0,0,0,0,0,0,0,0]
[1994,9,7,"1994-09-07",6.1999997184,7.7999998464000004,4.100000112,19.400000255999998,8.3000004480000005,3.3004799999999999,6.4999998720000001,5.9000002559999993,26.099998847999998,5.3000002080000002,7.6999999680000002,7.1999997120000003,2.2000000032]
[1994,9,11,"1994-09-11",15.700000608,12.000000096000001,7.4000001600000003,20.699999712,17.59999968,8.8127999999999993,14.599999872,14.500000512,9.8000003519999996,8.2000002240000001,18.900000000000002,16.700000255999999,0.99999999360000003]
[1994,9,14,"1994-09-14",0.19999999872000002,0,1.3999999392,0,9.9999999360000008E-2,1.5983999999999998,0,9.999999936,0.70000001280000002,0.39999998880000004,1.1000000448,2.7999998784,25.900000127999999]
[1994,9,19,"1994-09-19",15.799999968,12.299999904,5.8000000320000007,17.800000128000001,18.499999968000001,5.5987200000000001,6.8000001984000003,7.1999997120000003,10.10000016,11.899999871999999,7.8999998976000008,8.2000002240000001,9.000000287999999]
[1994,9,24,"1994-09-24",0,0,0,0,0,0,0,0,0,0.30000000671999999,0,0,2.2000000032]
[1994,9,29,"1994-09-29",0,0,0,0,0,0,0,0,0,0,0,0,0]
[1994,10,4,"1994-10-04",0,0,0,9.9999999360000008E-2,0,0,0,0,0,0,0,0,1.3000000176000002]
[1994,10,6,"1994-10-06",0,0,0,0,0,0,0,0,0,0,0,0,0]
[1994,10,11,"1994-10-11",0,0,0,0,0,0,0,0,0,0,0,0,9.9999999360000008E-2]
[1994,10,16,"1994-10-16",0,0,0,0,0,0.59961599999999993,9.9999999360000008E-2,0,0.70000001280000002,0,9.9999999360000008E-2,9.9999999360000008E-2,0]
[1994,10,17,"1994-10-17",0,0,0,0,0,0,0,0,0,0,0,0,0]
[1994,10,23,"1994-10-23",4.2999999551999997,3.4999998911999999,5.3000002080000002,2.2999999680000003,7.7999998464000004,0.19958399999999998,1.5000000767999999,0.19999999872000002,0.30000000671999999,8.3000004480000005,9.9999999360000008E-2,0.60000000480000004,0]
[1994,10,28,"1994-10-28",8.3000004480000005,5.9000002559999993,5.1000000191999995,11.300000255999999,9.3999999744,6.2985599999999993,4.4000000064,9.000000287999999,5.2000000704000007,6.2999997695999994,5.3000002080000002,6.9999997823999998,6.9999997823999998]
[1994,11,2,"1994-11-02",1.2000000096000001,0,0.70000001280000002,0.49999999680000001,0.30000000671999999,0.50025599999999992,1.1000000448,1.5000000767999999,0.30000000671999999,0.30000000671999999,0.70000001280000002,1.2000000096000001,0]
[1994,11,5,"1994-11-05",4.1999999040000002,0.99999999360000003,4.8000000384000003,1.5000000767999999,2.4000000192000002,5.9961600000000006,2.7999998784,3.9999999744000001,1.9999999872000001,0.90000002879999996,3.8000001312,3.8000001312,0]
[1994,11,9,"1994-11-09",7.7999998464000004,3.8000001312,3.8000001312,4.100000112,8.3000004480000005,3.6979199999999999,2.9000000160000003,6.1999997184,3.4000000992000001,2.2999999680000003,3.9999999744000001,5.1000000191999995,4.100000112]
[1994,11,14,"1994-11-14",1.5000000767999999,0.39999998880000004,0.19999999872000002,1.5999999552000002,2.2000000032,0.400032,1.3999999392,2.2000000032,0.79999997760000008,0.19999999872000002,2.499999984,4.6999999872,0]
[1994,11,19,"1994-11-19",0,0,0,0,0.39999998880000004,0,9.9999999360000008E-2,0,0,0,9.9999999360000008E-2,0.30000000671999999,0]
[1994,11,20,"1994-11-20",0.30000000671999999,0,0,0,0,0,0,9.9999999360000008E-2,9.9999999360000008E-2,0,9.9999999360000008E-2,0.19999999872000002,2.9000000160000003]
[1994,11,28,"1994-11-28",0,0,0,0,0,0,0,0,0,0,0,0,0]
[1994,12,1,"1994-12-01",0,0,0,0,0,0,0,0,0,0,0,0,0]
[1994,12,6,"1994-12-06",5.4,3.5999999423999998,3.9999999744000001,0.90000002879999996,3.0000000672000002,6.0998399999999995,7.5000003840000007,9.5999999039999988,8.3000004480000005,1.3999999392,11.399999616000001,13.600000223999999,0.79999997760000008]
[1994,12,7,"1994-12-07",10.899999360000001,9.7000001279999992,9.8999997120000014,8.2000002240000001,8.9000000640000003,10.1952,14.300000064000001,18.499999968000001,7.9999997760000001,4.2999999551999997,16.099999776000001,17.699999040000002,2.6000000352000003]
[1994,12,11,"1994-12-11",0,0,0,0,0,0,0,0,0,0,0,0,0]
[1994,12,18,"1994-12-18",4.5000001439999995,6.0000001344000005,2.499999984,5.4999997056000005,3.9999999744000001,3.8016000000000001,1.5999999552000002,2.2999999680000003,4.2999999551999997,4.2999999551999997,0.60000000480000004,0.79999997760000008,3.8999999232000002]
[1994,12,23,"1994-12-23",0,0,0,0.19999999872000002,9.9999999360000008E-2,0,0,0,0,0,0,0,0]
[1994,12,24,"1994-12-24",0,0,0,0.19999999872000002,0.70000001280000002,0,0,0,0,0,0,0,0]
[1994,12,29,"1994-12-29",3.4000000992000001,3.3000000479999998,9.3000000959999998,3.8000001312,4.5999999360000006,4.1990400000000001,0.99999999360000003,2.9000000160000003,2.4000000192000002,0.90000002879999996,1.5999999552000002,3.0000000672000002,0.19999999872000002]
[1995,1,3,"1995-01-03",0,0,0,0,0,0,9.9999999360000008E-2,0,0,0,0,0,0]
[1995,1,9,"1995-01-09",0,0,0,9.9999999360000008E-2,9.9999999360000008E-2,0,0,0,0,0,0,9.9999999360000008E-2,0.39999998880000004]
[1995,1,10,"1995-01-10",2.2000000032,2.2000000032,1.3999999392,3.0000000672000002,2.0999999520000001,2.2982399999999998,1.9999999872000001,6.0000001344000005,1.3000000176000002,4.100000112,4.4000000064,5.2000000704000007,12.500000352000001]
[1995,1,15,"1995-01-15",0,0,0,0,0,0,0,0,0,0,0,0,0.19999999872000002]
[1995,1,22,"1995-01-22",13.999999392000001,11.899999871999999,7.7999998464000004,14.199999839999998,11.699999424000001,8.8992000000000004,9.1999998720000011,8.9000000640000003,9.8999997120000014,11.200000032,9.7000001279999992,12.599999712000001,5.4]
[1995,1,26,"1995-01-26",1.9999999872000001,8.3000004480000005,2.6000000352000003,2.7,3.4000000992000001,1.39968,0.49999999680000001,1.7000000927999999,1.3999999392,3.8000001312,2.9000000160000003,1.7000000927999999,2.9000000160000003]
[1995,1,27,"1995-01-27",10.600000416,11.699999424000001,7.7999998464000004,13.100000831999999,10.500000192,10.368,9.000000287999999,14.500000512,10.200000038399999,5.4,11.600000064000001,14.500000512,10.899999360000001]
[1995,2,1,"1995-02-01",7.6000002624,8.3000004480000005,5.9000002559999993,5.1000000191999995,5.6999998080000003,6.2985599999999993,3.4999998911999999,8.1,10.200000038399999,7.8999998976000008,4.5999999360000006,7.6000002624,1.9999999872000001]
[1995,2,4,"1995-02-04",0,0,0,0,9.9999999360000008E-2,0,0.19999999872000002,0,9.9999999360000008E-2,9.9999999360000008E-2,0,0,0]
[1995,2,12,"1995-02-12",0.60000000480000004,0.19999999872000002,0.99999999360000003,0.39999998880000004,9.9999999360000008E-2,3.1017600000000001,0.19999999872000002,0.99999999360000003,0.99999999360000003,0,0.90000002879999996,0.99999999360000003,0]
[1995,2,13,"1995-02-13",11.500000704,11.099999808,9.3000000959999998,15.200000352,14.199999839999998,13.910400000000001,11.399999616000001,17.59999968,11.600000064000001,9.5999999039999988,12.500000352000001,15.000000768000001,5.4999997056000005]
[1995,2,18,"1995-02-18",5.3000002080000002,6.1000002719999999,2.6000000352000003,5.9000002559999993,4.9000001759999998,3.8966399999999997,4.5999999360000006,7.6999999680000002,5.9000002559999993,3.0999998592,6.6000000959999996,8.6999999615999997,2.2000000032]
[1995,2,23,"1995-02-23",3.9999999744000001,2.4000000192000002,2.2000000032,5.2000000704000007,5.2000000704000007,1.9958399999999998,2.499999984,3.0999998592,2.499999984,2.2000000032,2.7999998784,3.1999999104000003,1.1000000448]
[1995,2,27,"1995-02-27",1.2000000096000001,0.19999999872000002,0.70000001280000002,0.79999997760000008,2.2000000032,0.400032,0.60000000480000004,1.7000000927999999,0.60000000480000004,0.30000000671999999,1.2000000096000001,2.0999999520000001,2.0999999520000001]
[1995,3,2,"1995-03-02",5.4999997056000005,4.8000000384000003,4.6999999872,3.8000001312,3.3000000479999998,6.4972799999999999,5.9000002559999993,6.3999996479999997,5.1000000191999995,4.1999999040000002,6.9999997823999998,7.2999999359999999,20.100000959999999]
[1995,3,7,"1995-03-07",32.199998688000001,27.700000703999997,12.299999904,15.500000159999999,14.699999232,21.513599999999997,24.799998528,24.299999999999997,24.599999808,17.499999455999998,25.800000768,28.600000991999998,9.5000000256000003]
[1995,3,12,"1995-03-12",0,0,0,0,0,0,0,0,9.9999999360000008E-2,0,0,0,0]
[1995,3,17,"1995-03-17",0.49999999680000001,1.2000000096000001,2.0999999520000001,0.60000000480000004,0.39999998880000004,1.50336,1.9000001088,1.3000000176000002,2.499999984,0.79999997760000008,2.4000000192000002,3.3000000479999998,1.5000000767999999]
[1995,3,19,"1995-03-19",0.99999999360000003,0.79999997760000008,0.90000002879999996,1.5000000767999999,0.19999999872000002,0.69984000000000002,0.99999999360000003,0.39999998880000004,1.1000000448,0.49999999680000001,0.49999999680000001,0.60000000480000004,0.70000001280000002]
[1995,3,24,"1995-03-24",0,0.60000000480000004,0.49999999680000001,0,0,0.10022399999999999,0.39999998880000004,9.9999999360000008E-2,9.9999999360000008E-2,9.9999999360000008E-2,0,0,0.99999999360000003]
[1995,3,29,"1995-03-29",0,0,0,9.9999999360000008E-2,0,0,0,0,0,0,0,0,0]
[1995,3,31,"1995-03-31",0,0,0,0.19999999872000002,0,0,9.9999999360000008E-2,0,9.9999999360000008E-2,9.9999999360000008E-2,0,0,0]
[1995,4,5,"1995-04-05",0,0,0,0,0,0,0,0,0,0,0,0,0]
[1995,4,10,"1995-04-10",0,0,0,0,0,0,0,0,0,0,0,0,0]
[1995,4,15,"1995-04-15",9.9999999360000008E-2,0,9.9999999360000008E-2,0,0,0,0,0.19999999872000002,0,9.9999999360000008E-2,0.19999999872000002,0.30000000671999999,0]
[1995,4,20,"1995-04-20",0,0,0,0,0,0,0,0,0,0,0,0,0.49999999680000001]
[1995,4,23,"1995-04-23",2.0999999520000001,0.49999999680000001,1.1000000448,1.1000000448,0.79999997760000008,4.5964799999999997,2.4000000192000002,3.0999998592,1.1000000448,0.79999997760000008,3.5999999423999998,3.9999999744000001,1.7999999711999999]
[1995,4,27,"1995-04-27",0,0,0,0,0,0,0,0,0,0,0,0,0]
[1995,5,2,"1995-05-02",0,0,0,0,0,0,0,0,0,0,0,0,0]
[1995,5,7,"1995-05-07",0,0,0,0,0,0,0,0,0,0,0,0,0.90000002879999996]
[1995,5,11,"1995-05-11",0.79999997760000008,0,0,0,0,0,0,0,0,0,0,0,0.19999999872000002]
[1995,5,14,"1995-05-14",0,0,0,0,0,0,0,0,0,0,0,0,0]
[1995,5,19,"1995-05-19",0.30000000671999999,1.7000000927999999,0.60000000480000004,0.49999999680000001,0.19999999872000002,0.50025599999999992,1.1000000448,1.2000000096000001,0.90000002879999996,0.99999999360000003,0.19999999872000002,0.39999998880000004,0]
[1995,5,24,"1995-05-24",1.7000000927999999,1.7999999711999999,0.49999999680000001,6.3999996479999997,2.4000000192000002,0.10022399999999999,0.19999999872000002,0.39999998880000004,0.79999997760000008,2.2999999680000003,9.9999999360000008E-2,9.9999999360000008E-2,2.499999984]
[1995,5,25,"1995-05-25",0,0,0,0,0,0,0,0,0,0,0,0,9.9999999360000008E-2]
[1995,5,31,"1995-05-31",0.99999999360000003,0,0,0,0.19999999872000002,5.4,0.30000000671999999,0,0,0,0.30000000671999999,0,9.9999999360000008E-2]
[1995,6,5,"1995-06-05",0,0,0,0.19999999872000002,0.39999998880000004,0,0,0,0,9.9999999360000008E-2,0,0,0]
[1995,6,10,"1995-06-10",1.3000000176000002,0.60000000480000004,2.2999999680000003,0.49999999680000001,0.70000001280000002,2.0995200000000001,1.2000000096000001,1.7999999711999999,1.2000000096000001,0.30000000671999999,0.79999997760000008,0.79999997760000008,0.39999998880000004]
[1995,6,11,"1995-06-11",1.7000000927999999,1.2000000096000001,2.9000000160000003,3.0000000672000002,1.9000001088,8.8127999999999993,4.9000001759999998,6.3999996479999997,0.90000002879999996,3.0999998592,4.4000000064,5.4999997056000005,0.79999997760000008]
[1995,6,17,"1995-06-17",2.4000000192000002,1.7999999711999999,1.9000001088,2.2999999680000003,3.5999999423999998,1.9008,1.3999999392,3.4000000992000001,1.9999999872000001,1.9000001088,2.7999998784,3.7000000800000001,0.39999998880000004]
[1995,6,22,"1995-06-22",0,0,0,0,0,0,0,0,0,0,0,0,0]
[1995,6,27,"1995-06-27",0,0,0,0,0,0,0,0,0,0,0,0,0]
[1995,6,28,"1995-06-28",0,0,0,0,0,0,0,0,0,0,0,0,0]
[1995,7,5,"1995-07-05",0,0,0,0,0,0,0,0,0,0,0,0,0]
[1995,7,9,"1995-07-09",0,0,0,0,0,0,0,0,0,0,0,0,0]
[1995,7,14,"1995-07-14",0.39999998880000004,0.19999999872000002,0.39999998880000004,0.39999998880000004,0.49999999680000001,0.59961599999999993,1.2000000096000001,0.39999998880000004,0,0.60000000480000004,0.19999999872000002,0.39999998880000004,1.1000000448]
[1995,7,15,"1995-07-15",0.30000000671999999,0,1.9000001088,0.39999998880000004,0,0.10022399999999999,0,0.30000000671999999,0,0,0,0,0.39999998880000004]
[1995,7,19,"1995-07-19",0,0,0,0,0,0,0,0,0,0,0,0,0]
[1995,7,26,"1995-07-26",0.19999999872000002,0,10.10000016,0.39999998880000004,1.1000000448,5.9011200000000006,3.7000000800000001,9.3999999744,0.49999999680000001,9.9999999360000008E-2,7.0999998336000001,7.4000001600000003,9.9999999360000008E-2]
[1995,7,31,"1995-07-31",0,0,0,0,0,0,0,0,0,0,0,0,0]
[1995,8,1,"1995-08-01",0,0,0,0,0,0,0,0,0,0,0,0,0]
[1995,8,6,"1995-08-06",0,0,0,0,0,0,0,0,0,0,0,0,0.19999999872000002]
[1995,8,11,"1995-08-11",0,0,0,0,0,0,0,0,0,0,0,0,0]
[1995,8,17,"1995-08-17",0,0,0,0,0,0,0,0,0,0,0,0,0]
[1995,8,18,"1995-08-18",0,0,0,0,0,0,0,0,0,0,0,0,0]
[1995,8,23,"1995-08-23",0,0.19999999872000002,9.9999999360000008E-2,26.599999103999998,1.5000000767999999,0.50025599999999992,0.19999999872000002,9.9999999360000008E-2,0.99999999360000003,4.5999999360000006,0.49999999680000001,0.60000000480000004,9.9999999360000008E-2]
[1995,8,29,"1995-08-29",0,0,0,0,0,0,0,0,0,0,0,0,0]
[1995,9,3,"1995-09-03",0,0,0,0,0.19999999872000002,0,0,0,0,0,0,0,0]
[1995,9,4,"1995-09-04",0.19999999872000002,0.19999999872000002,0,0.19999999872000002,0.30000000671999999,0,0,0,0,0,0,9.9999999360000008E-2,3.4000000992000001]
[1995,9,9,"1995-09-09",0,0,0,0,0,0,0,0,0,0,0,0,0]
[1995,9,14,"1995-09-14",4.5000001439999995,4.8000000384000003,5.6999998080000003,5.2000000704000007,6.3999996479999997,3.8966399999999997,4.5999999360000006,4.8000000384000003,4.1999999040000002,4.5999999360000006,4.9000001759999998,5.5999995839999999,1.3999999392]
[1995,9,16,"1995-09-16",9.1000005119999994,4.5999999360000006,3.0999998592,5.4,4.5000001439999995,11.5776,26.200000800000002,8.1,19.000000224000001,7.0999998336000001,10.600000416,10.699999776,2.7999998784]
[1995,9,21,"1995-09-21",0,0,0,0,0,0,0,0,0,0,0,0,0]
[1995,9,26,"1995-09-26",27.700000703999997,26.900000639999998,17.800000128000001,30.500000927999999,28.600000991999998,21.513599999999997,25.100000064,23.299999488000001,21.200000832000001,20.200000320000001,23.699999519999999,23.60000016,3.4999998911999999]
[1995,10,1,"1995-10-01",0,0,9.9999999360000008E-2,0.39999998880000004,9.9999999360000008E-2,0.10022399999999999,9.9999999360000008E-2,2.2999999680000003,0.19999999872000002,0,0.70000001280000002,0.90000002879999996,1.2000000096000001]
[1995,10,5,"1995-10-05",0.39999998880000004,0,0,0,0.19999999872000002,0,0,0.19999999872000002,0.49999999680000001,0,0.19999999872000002,0.19999999872000002,0]
[1995,10,8,"1995-10-08",9.9999999360000008E-2,0.19999999872000002,0,0,0,0,0,0,0,0,0,0,0]
[1995,10,13,"1995-10-13",0,0.19999999872000002,0,9.9999999360000008E-2,0,0,0,0,0,9.9999999360000008E-2,0.19999999872000002,9.9999999360000008E-2,0]
[1995,10,18,"1995-10-18",0,0,0,0,0,0,0,0,0,0,0.19999999872000002,9.9999999360000008E-2,0]
[1995,10,23,"1995-10-23",0,0,0,0,0,0,9.9999999360000008E-2,0,0,0,9.9999999360000008E-2,9.9999999360000008E-2,0]
[1995,10,25,"1995-10-25",3.4000000992000001,0,0.19999999872000002,1.5000000767999999,1.9999999872000001,0.400032,0.99999999360000003,1.1000000448,1.1000000448,0.60000000480000004,1.7999999711999999,2.0999999520000001,0]
[1995,10,30,"1995-10-30",0,0,0,0,0,0,0,0,0,0,0,0,0]
[1995,11,4,"1995-11-04",0,0,0,0,9.9999999360000008E-2,0,0,0,0,0,0,0,0]
[1995,11,9,"1995-11-09",4.100000112,4.5000001439999995,8.6999999615999997,3.8000001312,4.100000112,9.9359999999999999,6.4999998720000001,9.999999936,5.2000000704000007,3.0999998592,6.6000000959999996,7.8999998976000008,10.999999583999999]
[1995,11,10,"1995-11-10",0.30000000671999999,0,0,9.9999999360000008E-2,0.19999999872000002,0.10022399999999999,9.9999999360000008E-2,0,0,0,0.30000000671999999,0.30000000671999999,0.19999999872000002]
[1995,11,16,"1995-11-16",1.5999999552000002,3.1999999104000003,0.99999999360000003,2.2000000032,1.9000001088,2.7993600000000001,1.9000001088,1.9999999872000001,3.8999999232000002,3.0000000672000002,1.9000001088,2.4000000192000002,8.7999998399999999]
[1995,11,21,"1995-11-21",1.3000000176000002,0,0.30000000671999999,0.19999999872000002,0.19999999872000002,0.89856000000000003,1.7000000927999999,0.79999997760000008,0.60000000480000004,0.90000002879999996,1.3999999392,1.5000000767999999,0.39999998880000004]
[1995,11,26,"1995-11-26",1.7999999711999999,3.0999998592,1.3000000176000002,9.5999999039999988,6.8000001984000003,2.0995200000000001,1.7000000927999999,2.9000000160000003,1.7000000927999999,4.6999999872,1.9999999872000001,2.2999999680000003,1.7999999711999999]
[1995,11,29,"1995-11-29",0,0,0,0,0,0,0,0,0,0,0,0,0]
[1995,12,3,"1995-12-03",7.6999999680000002,4.9000001759999998,7.9999997760000001,14.199999839999998,11.899999871999999,6.6009599999999997,6.2999997695999994,5.9000002559999993,4.2999999551999997,5.5999995839999999,5.4999997056000005,5.5999995839999999,0.49999999680000001]
[1995,12,8,"1995-12-08",0,0,0,0,0,0,0,0,9.9999999360000008E-2,9.9999999360000008E-2,0,0,0.19999999872000002]
[1995,12,13,"1995-12-13",3.4999998911999999,6.4999998720000001,0.90000002879999996,1.5999999552000002,3.1999999104000003,2.7993600000000001,1.7000000927999999,3.0999998592,2.9000000160000003,7.5000003840000007,2.499999984,2.7999998784,1.9000001088]
[1995,12,17,"1995-12-17",1.3999999392,0.79999997760000008,2.2999999680000003,0.79999997760000008,0.70000001280000002,2.0995200000000001,2.2999999680000003,3.3000000479999998,1.2000000096000001,0.49999999680000001,3.4000000992000001,3.5999999423999998,2.4000000192000002]
[1995,12,20,"1995-12-20",1.9000001088,0.39999998880000004,0.60000000480000004,3.8000001312,1.7999999711999999,1.70208,1.9999999872000001,3.4000000992000001,1.1000000448,0.70000001280000002,2.499999984,2.4000000192000002,0]
[1995,12,25,"1995-12-25",0,0,0,0,0,0,0,0,0,0,0,0,0.30000000671999999]
[1995,12,30,"1995-12-30",1.3999999392,1.5999999552000002,6.6000000959999996,2.2000000032,1.1000000448,7.3007999999999997,3.4000000992000001,8.3000004480000005,1.5999999552000002,0.99999999360000003,4.999999968,5.4999997056000005,1.7999999711999999]
[1995,12,31,"1995-12-31",1.1000000448,0.39999998880000004,0.99999999360000003,0.70000001280000002,0.60000000480000004,0.59961599999999993,0.39999998880000004,0.39999998880000004,0.79999997760000008,0.39999998880000004,0.30000000671999999,0.49999999680000001,3.5999999423999998]
[1996,1,4,"1996-01-04",1.3999999392,0.60000000480000004,1.7000000927999999,4.5000001439999995,3.4999998911999999,2.4019200000000001,1.5999999552000002,3.4000000992000001,0.79999997760000008,1.3000000176000002,2.9000000160000003,2.9000000160000003,3.4999998911999999]
[1996,1,11,"1996-01-11",6.1999997184,4.100000112,1.5999999552000002,0.99999999360000003,2.7999998784,3.3004799999999999,3.4000000992000001,3.8999999232000002,4.5000001439999995,1.5999999552000002,4.1999999040000002,6.0000001344000005,1.3999999392]
[1996,1,16,"1996-01-16",0,0,9.9999999360000008E-2,0,0,0.10022399999999999,0,0.19999999872000002,0,0.30000000671999999,0.79999997760000008,9.9999999360000008E-2,9.9999999360000008E-2]
[1996,1,17,"1996-01-17",0,0.19999999872000002,9.9999999360000008E-2,0,0,0,0,0.19999999872000002,9.9999999360000008E-2,0,0,0,0.30000000671999999]
[1996,1,23,"1996-01-23",13.100000831999999,11.099999808,13.600000223999999,15.799999968,17.400000095999999,13.824000000000002,12.999999744,10.999999583999999,8.5000000320000009,12.299999904,8.5999999103999993,10.10000016,0.39999998880000004]
[1996,1,28,"1996-01-28",0,0,0,0,0,0,0,0,0,0,0,9.9999999360000008E-2,0]
[1996,2,2,"1996-02-02",0,0,0,0,0,0,0,0,0,0,0,0,9.9999999360000008E-2]
[1996,2,3,"1996-02-03",0.60000000480000004,0,0,0.90000002879999996,0.39999998880000004,0,0,0,0,0.49999999680000001,0,0,1.1000000448]
[1996,2,10,"1996-02-10",1.5000000767999999,0.99999999360000003,0.90000002879999996,0.99999999360000003,1.1000000448,1.5983999999999998,1.5999999552000002,2.0999999520000001,0.99999999360000003,0.90000002879999996,2.6000000352000003,3.3000000479999998,2.0999999520000001]
[1996,2,14,"1996-02-14",0,0,0,0,0,0,0,0,0,0,0,0,0]
[1996,2,19,"1996-02-19",5.4999997056000005,6.4999998720000001,0.49999999680000001,9.3999999744,4.8000000384000003,0.89856000000000003,1.7999999711999999,0.49999999680000001,1.3999999392,9.000000287999999,0.70000001280000002,0.79999997760000008,0.90000002879999996]
[1996,2,20,"1996-02-20",0.39999998880000004,0.19999999872000002,0,1.1000000448,1.2000000096000001,0.10022399999999999,9.9999999360000008E-2,0,9.9999999360000008E-2,1.5999999552000002,0,0,9.9999999360000008E-2]
[1996,2,25,"1996-02-25",1.5000000767999999,3.3000000479999998,7.4000001600000003,5.1000000191999995,3.4999998911999999,6.6009599999999997,3.0000000672000002,4.2999999551999997,2.499999984,2.6000000352000003,3.4999998911999999,3.1999999104000003,7.6000002624]
[1996,2,28,"1996-02-28",0,0,0,0,0,0,0,0,0,0,0,0,0.19999999872000002]
[1996,3,7,"1996-03-07",0.70000001280000002,0,0,9.9999999360000008E-2,0.90000002879999996,0.10022399999999999,0.19999999872000002,9.9999999360000008E-2,0.19999999872000002,0,0.19999999872000002,0.19999999872000002,0]
[1996,3,8,"1996-03-08",0.49999999680000001,0.99999999360000003,2.7,0.39999998880000004,0.19999999872000002,3.1017600000000001,4.1999999040000002,6.3999996479999997,9.9999999360000008E-2,0.49999999680000001,6.0000001344000005,6.1999997184,0]
[1996,3,13,"1996-03-13",0,0,0,0,0,0,0,0,0,0,0,0,0]
[1996,3,18,"1996-03-18",0,0,0,0,0,0,0,0,0,0,0,0,0]
[1996,3,24,"1996-03-24",0,0,0,0,0,1.39968,0,0,0,0,0,0,0]
[1996,3,25,"1996-03-25",7.5000003840000007,2.4000000192000002,1.3999999392,6.9999997823999998,4.999999968,3.6979199999999999,7.6000002624,9.999999936,2.4000000192000002,1.3999999392,9.999999936,10.899999360000001,0]
[1996,3,30,"1996-03-30",0,0,0,0,0,0,0,0,0,0,0,0,0]
[1996,4,5,"1996-04-05",0,0,0,0,0,0,0,0,0,0,0,0,0.49999999680000001]
[1996,4,10,"1996-04-10",0.70000001280000002,0,0.19999999872000002,0,9.9999999360000008E-2,0.10022399999999999,0,9.9999999360000008E-2,9.9999999360000008E-2,9.9999999360000008E-2,0,0,2.4000000192000002]
[1996,4,11,"1996-04-11",0,0,0,0,0,0,1.2000000096000001,0,0,0,0,0,9.9999999360000008E-2]
[1996,4,16,"1996-04-16",0,0,0.30000000671999999,0,0,0,0,0,9.9999999360000008E-2,0,0,0,9.9999999360000008E-2]
[1996,4,21,"1996-04-21",0,0,0,0,0,0.10022399999999999,0.99999999360000003,9.9999999360000008E-2,0,0.19999999872000002,9.9999999360000008E-2,9.9999999360000008E-2,0]
[1996,4,23,"1996-04-23",0,0,0.30000000671999999,0,0,0.29980799999999996,0,9.9999999360000008E-2,0,0,0,0,9.9999999360000008E-2]
[1996,4,28,"1996-04-28",0,0,0,0,0,0,0,0,0,0,0,0,0]
[1996,5,3,"1996-05-03",1.3999999392,4.999999968,0,11.399999616000001,4.100000112,0,0,0,1.1000000448,6.3999996479999997,0,0,0]
[1996,5,8,"1996-05-08",0,0,0,0,0,0,0,0,0,0,0,0,0]
[1996,5,12,"1996-05-12",0,0,0,0,0,0,0,0,0,0,0,0,0]
[1996,5,15,"1996-05-15",0,0,0,0,0,0,0,0,0,0,0,0,0]
[1996,5,20,"1996-05-20",0.49999999680000001,0,0.19999999872000002,0,0,0.69984000000000002,2.2000000032,1.9000001088,0.30000000671999999,0.19999999872000002,1.7000000927999999,1.3999999392,0.39999998880000004]
[1996,5,25,"1996-05-25",0,0,0,9.9999999360000008E-2,9.9999999360000008E-2,0.10022399999999999,0.30000000671999999,0,0,0.90000002879999996,0,0,0]
[1996,5,30,"1996-05-30",0,0,0,0,0,0,0,0,0,0,0,0,0]
[1996,6,4,"1996-06-04",0,0,0,0,0,0,0,7.9999997760000001,0,0,0,0,0]
[1996,6,6,"1996-06-06",0,0,0,0,0,0,0,0,0,0,0,0,0]
[1996,6,11,"1996-06-11",0,0,0,0,0,0,0,0,0,0,0,0,9.9999999360000008E-2]
[1996,6,16,"1996-06-16",0,0,0,0,0,0,0,0,0,0,0,0,0]
[1996,6,17,"1996-06-17",0,0,0,0,0,0,0,0,0,0,0,0,0]
[1996,6,23,"1996-06-23",0,0,0,0,0,0,0,0,0,0,0,0,0]
[1996,6,28,"1996-06-28",2.499999984,1.9999999872000001,2.2000000032,0.79999997760000008,1.2000000096000001,1.20096,1.3999999392,0.60000000480000004,1.5999999552000002,1.9999999872000001,0,0.79999997760000008,2.6000000352000003]
[1996,7,3,"1996-07-03",3.4999998911999999,1.5999999552000002,0.19999999872000002,4.5000001439999995,3.9999999744000001,0.10022399999999999,1.3999999392,0.99999999360000003,0.30000000671999999,1.9000001088,3.4999998911999999,2.6000000352000003,1.9000001088]
[1996,7,6,"1996-07-06",6.2999997695999994,0,2.6000000352000003,3.4000000992000001,4.6999999872,5.7974400000000008,0.90000002879999996,5.4,0,0,8.3000004480000005,5.9000002559999993,9.9999999360000008E-2]
[1996,7,10,"1996-07-10",0,0,0,0,0,0,0,3.8000001312,0,0,0,0,0]
[1996,7,15,"1996-07-15",0,0,0,0,0,0,0,0,0,0,0,0,0]
[1996,7,20,"1996-07-20",0,0,0,0,0,0,0,0,0,0,0,0,0]
[1996,7,21,"1996-07-21",0,0,0,0,0,0,0,0,0,0,0,0,0]
[1996,7,29,"1996-07-29",4.2999999551999997,2.7,5.4999997056000005,1.1000000448,1.9999999872000001,2.9980800000000003,5.3000002080000002,3.1999999104000003,3.3000000479999998,1.5000000767999999,10.399999967999999,8.1,6.9999997823999998]
[1996,8,1,"1996-08-01",0,0,0,0,0,0,0,0,0,0,0,0,0]
[1996,8,6,"1996-08-06",0,0,0.19999999872000002,0,0,0,0,1.3999999392,0,0,0,9.9999999360000008E-2,0.19999999872000002]
[1996,8,7,"1996-08-07",0,0,0,0,0,0,0,0,0,0,0,0,0]
[1996,8,11,"1996-08-11",68.200004159999992,1.9000001088,21.999999167999999,2.2000000032,28.399999679999997,17.020799999999998,4.6999999872,16.89999984,4.999999968,4.100000112,3.3000000479999998,4.6999999872,0.49999999680000001]
[1996,8,18,"1996-08-18",0,0,0,0,0,0,0,0,0,0,0,0,0]
[1996,8,23,"1996-08-23",8.3999998080000005,6.70000032,2.499999984,12.000000096000001,15.200000352,1.7971200000000001,3.3000000479999998,3.4000000992000001,4.8000000384000003,9.3999999744,4.2999999551999997,7.9999997760000001,3.3000000479999998]
[1996,8,24,"1996-08-24",7.1999997120000003,1.5000000767999999,3.3000000479999998,3.8000001312,4.5999999360000006,5.2963199999999997,3.8000001312,6.1999997184,4.8000000384000003,2.499999984,5.1000000191999995,6.9999997823999998,0.60000000480000004]
[1996,8,30,"1996-08-30",0,0,9.9999999360000008E-2,9.9999999360000008E-2,0.70000001280000002,0,9.9999999360000008E-2,0.19999999872000002,0,9.9999999360000008E-2,9.9999999360000008E-2,0.49999999680000001,0.70000001280000002]
[1996,9,4,"1996-09-04",0,0,0,0,0,0,0,0,0,0,0,0,0]
[1996,9,9,"1996-09-09",0.60000000480000004,0,0,3.7000000800000001,2.2999999680000003,0,0.19999999872000002,0,0.70000001280000002,0.90000002879999996,0,0,0.39999998880000004]
[1996,9,10,"1996-09-10",0,0,0,0.19999999872000002,0,0,0,0,0,9.9999999360000008E-2,0,0,1.2000000096000001]
[1996,9,15,"1996-09-15",0,0,0,0,0,0,0,9.9999999360000008E-2,0,0,0,0.19999999872000002,0]
[1996,9,22,"1996-09-22",7.5000003840000007,19.700000064000001,0,18.200001023999999,6.8000001984000003,0.50025599999999992,0.49999999680000001,0.19999999872000002,6.0000001344000005,8.3999998080000005,0,1.9999999872000001,2.2999999680000003]
[1996,9,26,"1996-09-26",1.3999999392,1.1000000448,0,2.2000000032,2.2999999680000003,0.59961599999999993,0.70000001280000002,1.7999999711999999,0.90000002879999996,1.3000000176000002,1.9000001088,3.5999999423999998,0.79999997760000008]
[1996,9,27,"1996-09-27",0,8.7999998399999999,0.60000000480000004,3.5999999423999998,0,0.29980799999999996,1.5000000767999999,0,2.9000000160000003,9.000000287999999,0,0.19999999872000002,0]
[1996,10,2,"1996-10-02",0,0,0,0,0,0,0,0,0,0,0,0,0]
[1996,10,5,"1996-10-05",0,0,0.19999999872000002,0,0,0.10022399999999999,0,0.19999999872000002,9.9999999360000008E-2,0,0,0,4.5000001439999995]
[1996,10,13,"1996-10-13",0,0,0,0,0,0.10022399999999999,0,0.60000000480000004,0,0,0,0,0]
[1996,10,14,"1996-10-14",2.2000000032,1.3000000176000002,0.99999999360000003,2.7,2.7999998784,1.39968,2.4000000192000002,4.999999968,0.70000001280000002,1.3000000176000002,0.49999999680000001,0.90000002879999996,1.7999999711999999]
[1996,10,19,"1996-10-19",0,0,0,9.9999999360000008E-2,0,0,0,9.9999999360000008E-2,0,0,0,0,0.60000000480000004]
[1996,10,24,"1996-10-24",0.39999998880000004,0,0.90000002879999996,0.60000000480000004,0.70000001280000002,1.20096,2.9000000160000003,2.2999999680000003,0.99999999360000003,0.19999999872000002,0.49999999680000001,1.2000000096000001,0.19999999872000002]
[1996,10,30,"1996-10-30",2.0999999520000001,2.6000000352000003,1.9000001088,1.5999999552000002,2.499999984,3.1017600000000001,2.2999999680000003,3.9999999744000001,1.5000000767999999,2.0999999520000001,1.2000000096000001,1.3999999392,0.19999999872000002]
[1996,10,31,"1996-10-31",1.3000000176000002,1.7000000927999999,0.90000002879999996,1.5000000767999999,1.9000001088,1.50336,1.2000000096000001,2.2999999680000003,0.99999999360000003,1.7000000927999999,0.60000000480000004,0.90000002879999996,1.3999999392]
[1996,11,5,"1996-11-05",3.5999999423999998,2.2999999680000003,1.3999999392,2.7,2.7,3.3004799999999999,3.5999999423999998,2.7999998784,2.9000000160000003,3.0999998592,0,1.3000000176000002,5.5999995839999999]
[1996,11,10,"1996-11-10",0.39999998880000004,0.60000000480000004,0.30000000671999999,9.9999999360000008E-2,2.4000000192000002,8.3030400000000011,0.60000000480000004,8.9000000640000003,0.19999999872000002,1.1000000448,0,3.7000000800000001,12.900000384]
[1996,11,15,"1996-11-15",0,0,0,9.9999999360000008E-2,0,0,0,0,0,0,0,0,0]
[1996,11,17,"1996-11-17",5.6999998080000003,3.5999999423999998,5.2000000704000007,8.5000000320000009,6.6000000959999996,5.4,3.5999999423999998,9.7000001279999992,4.100000112,3.7000000800000001,0,4.6999999872,12.399999264]
[1996,11,22,"1996-11-22",7.2999999359999999,5.4,0.90000002879999996,11.300000255999999,10.399999967999999,0.800064,4.2999999551999997,1.7000000927999999,6.1999997184,3.9999999744000001,0,1.2000000096000001,0]
[1996,11,27,"1996-11-27",1.1000000448,2.4000000192000002,0,2.0999999520000001,0.70000001280000002,0.10022399999999999,0,5.4,0.39999998880000004,0.49999999680000001,0,0,1.5000000767999999]
[1996,11,29,"1996-11-29",3.4000000992000001,4.100000112,3.7000000800000001,8.1,8.3999998080000005,1.9008,1.5000000767999999,0.19999999872000002,3.7000000800000001,4.4000000064,0,0.49999999680000001,0.99999999360000003]
[1996,12,4,"1996-12-04",0.70000001280000002,0,0,9.9999999360000008E-2,1.7999999711999999,0,0,9.9999999360000008E-2,0,0,0,9.9999999360000008E-2,0]
[1996,12,9,"1996-12-09",0,0,0,0,0,0,0,0,0,0,0,0,0]
[1996,12,14,"1996-12-14",0,0,0,0,0,0,0,0,0,0,0,0,0]
[1996,12,18,"1996-12-18",3.9999999744000001,6.0000001344000005,4.1999999040000002,4.1999999040000002,3.8999999232000002,4.5964799999999997,3.5999999423999998,4.1999999040000002,3.9999999744000001,6.4999998720000001,3.8000001312,3.4000000992000001,9.999999936]
[1996,12,21,"1996-12-21",0,0,0,0,0,0,0,0,0,0,9.9999999360000008E-2,0,0]
[1996,12,26,"1996-12-26",0,0,0,0.30000000671999999,9.9999999360000008E-2,0,0,0,0,0,0,0,1.9999999872000001]
[1996,12,31,"1996-12-31",0,9.9999999360000008E-2,0,0,0.39999998880000004,0,0,0,0,0,0,0,0]
[1997,1,5,"1997-01-05",0,0,0,0,0,0,0,0,0,0,0.19999999872000002,0.39999998880000004,9.9999999360000008E-2]
[1997,1,9,"1997-01-09",6.2999997695999994,4.8000000384000003,3.8000001312,3.9999999744000001,3.4999998911999999,3.8966399999999997,5.6999998080000003,3.3000000479999998,8.5000000320000009,3.9999999744000001,4.5999999360000006,5.4,0]
[1997,1,12,"1997-01-12",9.9999999360000008E-2,0,0,0.39999998880000004,1.2000000096000001,0.19958399999999998,0.70000001280000002,0.39999998880000004,0,0.30000000671999999,0.30000000671999999,0.30000000671999999,0]
[1997,1,17,"1997-01-17",1.5000000767999999,1.9000001088,0.39999998880000004,0.19999999872000002,0.90000002879999996,0.800064,1.1000000448,2.0999999520000001,1.1000000448,9.9999999360000008E-2,1.7000000927999999,1.5000000767999999,1.1000000448]
[1997,1,22,"1997-01-22",1.5000000767999999,0.79999997760000008,1.1000000448,1.5999999552000002,1.5999999552000002,2.2982399999999998,1.9999999872000001,3.5999999423999998,0.99999999360000003,1.3000000176000002,3.5999999423999998,3.3000000479999998,0.60000000480000004]
[1997,1,23,"1997-01-23",0.39999998880000004,0,0,0.60000000480000004,9.9999999360000008E-2,0,0,0,0,0,9.9999999360000008E-2,9.9999999360000008E-2,0.19999999872000002]
[1997,1,29,"1997-01-29",0,0,0.39999998880000004,0,0,0.10022399999999999,0,0,0,9.9999999360000008E-2,0,0,9.9999999360000008E-2]
[1997,2,3,"1997-02-03",0.39999998880000004,0,9.9999999360000008E-2,9.9999999360000008E-2,0,0,9.9999999360000008E-2,0,9.9999999360000008E-2,0,0,0,0.39999998880000004]
[1997,2,8,"1997-02-08",0,0,0,0.19999999872000002,9.9999999360000008E-2,0.10022399999999999,0,0,0,0.19999999872000002,0,0,9.9999999360000008E-2]
[1997,2,9,"1997-02-09",0,0,0,9.9999999360000008E-2,0,0,0,0.30000000671999999,0,0,0,9.9999999360000008E-2,0.39999998880000004]
[1997,2,15,"1997-02-15",0,0,0,0,0,0,0,0,0,0,0,0,0]
[1997,2,20,"1997-02-20",0,0.49999999680000001,0,0.19999999872000002,0.19999999872000002,0,0.30000000671999999,0.39999998880000004,0,0.19999999872000002,0.30000000671999999,0.70000001280000002,0.49999999680000001]
[1997,2,25,"1997-02-25",6.2999997695999994,9.3999999744,3.8000001312,3.9999999744000001,1.7999999711999999,4.1990400000000001,9.1999998720000011,5.2000000704000007,6.9000003359999997,7.7999998464000004,8.3999998080000005,10.699999776,1.7000000927999999]
[1997,2,26,"1997-02-26",0,0,9.9999999360000008E-2,0,9.9999999360000008E-2,0,0,0,0,0.39999998880000004,0,0,2.0999999520000001]
[1997,3,5,"1997-03-05",0.30000000671999999,0.39999998880000004,0.39999998880000004,9.9999999360000008E-2,0.39999998880000004,0.10022399999999999,3.4000000992000001,0.30000000671999999,0,0.90000002879999996,0.19999999872000002,0.19999999872000002,2.0999999520000001]
[1997,3,9,"1997-03-09",0,0,0,0,0,0,0,0,9.9999999360000008E-2,0,0,0,0]
[1997,3,14,"1997-03-14",0,0.30000000671999999,0,9.9999999360000008E-2,9.9999999360000008E-2,0,0,0,0,0.39999998880000004,0,0,0.19999999872000002]
[1997,3,15,"1997-03-15",0,0,0,0,0,0,0,0,0,0,0,0,0]
[1997,3,19,"1997-03-19",0,0,0,0.30000000671999999,9.9999999360000008E-2,0,9.9999999360000008E-2,0,0,0.30000000671999999,0,0,0]
[1997,3,26,"1997-03-26",0,0,0,0,0,0,0,0,0,0,0,0,0]
[1997,3,31,"1997-03-31",0,0,0,0,0,0,0,0,0,0,0,0,0]
[1997,4,1,"1997-04-01",0,0,0,0,0,0,0,0,0,0,0,0,0]
[1997,4,6,"1997-04-06",0,0,0,0,0,0,0,0,0,0,0,0,0]
[1997,4,11,"1997-04-11",0,0,0,0,0,0,0,0,0,0,0,0,0]
[1997,4,17,"1997-04-17",0,0,9.9999999360000008E-2,0,0,0,0,0,9.9999999360000008E-2,0,0,0,0.19999999872000002]
[1997,4,18,"1997-04-18",0.39999998880000004,0,0,0,0,0,9.9999999360000008E-2,0,0,0,0,0,0.19999999872000002]
[1997,4,23,"1997-04-23",0,0,0,0,0,0,0,0,0,0,0,0,0]
[1997,4,29,"1997-04-29",0,0,0,0,0,0,0,0,9.9999999360000008E-2,0,0,0,1.3999999392]
[1997,5,4,"1997-05-04",4.2999999551999997,1.9000001088,0.49999999680000001,0.39999998880000004,4.1999999040000002,0.800064,0.99999999360000003,2.0999999520000001,0.99999999360000003,0.39999998880000004,1.7000000927999999,2.7,1.5000000767999999]
[1997,5,5,"1997-05-05",5.4,6.6000000959999996,8.2000002240000001,7.6999999680000002,2.499999984,8.8127999999999993,8.3999998080000005,9.7000001279999992,7.6999999680000002,6.8000001984000003,7.5000003840000007,7.6999999680000002,12.500000352000001]
[1997,5,10,"1997-05-10",5.1000000191999995,1.9999999872000001,1.2000000096000001,5.1000000191999995,4.1999999040000002,1.9958399999999998,3.0999998592,2.499999984,5.4,1.5000000767999999,3.8999999232000002,4.4000000064,0.30000000671999999]
[1997,5,13,"1997-05-13",0,0,0,0,0,0,0,0,0,0,0,0,9.9999999360000008E-2]
[1997,5,21,"1997-05-21",1.3000000176000002,0,0,0.30000000671999999,0.90000002879999996,0,0,0,0,0,0,0,0.49999999680000001]
[1997,5,22,"1997-05-22",0,0,0,0,9.9999999360000008E-2,0,0,9.9999999360000008E-2,0.39999998880000004,0,0,0,0.60000000480000004]
[1997,5,27,"1997-05-27",0,0,0,0,0,0,0,0,0,0,0,0,0]
[1997,6,1,"1997-06-01",0,0,0,0,0,0,0,0,0,0,0,0,0]
[1997,6,5,"1997-06-05",1.3999999392,1.3999999392,0,3.4000000992000001,9.9999999360000008E-2,0.10022399999999999,9.9999999360000008E-2,0.39999998880000004,0.99999999360000003,3.4999998911999999,0.30000000671999999,0.60000000480000004,4.2999999551999997]
[1997,6,8,"1997-06-08",0,0,9.9999999360000008E-2,0,0,0,0,0.19999999872000002,0,0,0,0,0.70000001280000002]
[1997,6,13,"1997-06-13",0,0.19999999872000002,0.39999998880000004,0.49999999680000001,0,0.400032,0,0.49999999680000001,0,0.39999998880000004,0.99999999360000003,0.79999997760000008,5.9000002559999993]
[1997,6,18,"1997-06-18",0,0.39999998880000004,0.70000001280000002,0,0,0.19958399999999998,9.9999999360000008E-2,0.19999999872000002,9.9999999360000008E-2,0.30000000671999999,0,9.9999999360000008E-2,1.7999999711999999]
[1997,6,23,"1997-06-23",12.799999295999999,5.1000000191999995,4.1999999040000002,9.3000000959999998,11.200000032,5.7974400000000008,5.8000000320000007,6.1999997184,8.5000000320000009,1.5000000767999999,5.6999998080000003,9.1999998720000011,0.99999999360000003]
[1997,6,25,"1997-06-25",8.6999999615999997,5.4999997056000005,5.2000000704000007,8.3000004480000005,7.7999998464000004,5.7024000000000008,5.4,7.9999997760000001,5.4999997056000005,5.5999995839999999,6.3999996479999997,8.9000000640000003,6.9999997823999998]
[1997,6,30,"1997-06-30",0.39999998880000004,0.39999998880000004,0.49999999680000001,2.0999999520000001,2.6000000352000003,1.7971200000000001,0.79999997760000008,2.4000000192000002,0.19999999872000002,0.19999999872000002,1.1000000448,1.5000000767999999,12.699999935999999]
[1997,7,5,"1997-07-05",0,0,0,0,0,0,0,0,0,0,0,0,0]
[1997,7,7,"1997-07-07",0,0,0,0,0,0,0,0,0,0,0,0,0]
[1997,7,12,"1997-07-12",0,0,0,0,0,0,0,0,0,0,0,0,0]
[1997,7,17,"1997-07-17",1.1000000448,12.299999904,1.2000000096000001,12.500000352000001,1.5999999552000002,2.6006399999999998,2.499999984,0.90000002879999996,7.5000003840000007,10.300000089599999,0.19999999872000002,1.2000000096000001,4.9000001759999998]
[1997,7,22,"1997-07-22",0,0,0,0,0,0,0,0,0,0,0,0,0]
[1997,7,27,"1997-07-27",0,0,0,0,0,0,0,0,0,0,2.2999999680000003,1.9000001088,0]
[1997,7,30,"1997-07-30",0,0,0,0,0,0,0,0,0,0,0,0,0]
[1997,8,3,"1997-08-03",0.39999998880000004,0,0.99999999360000003,9.9999999360000008E-2,0,1.00224,0.49999999680000001,0.99999999360000003,9.9999999360000008E-2,0,0.99999999360000003,1.1000000448,0]
[1997,8,8,"1997-08-08",0,0,0,0,0,1.09728,1.7999999711999999,0.19999999872000002,0,0,0,0,0]
[1997,8,13,"1997-08-13",0,0,0.39999998880000004,0,0,0,0,0,0,0,0,9.9999999360000008E-2,0.19999999872000002]
[1997,8,17,"1997-08-17",0,0,4.5999999360000006,0,0,6.9033600000000002,0,2.6000000352000003,0,0,9.9999999360000008E-2,0,0]
[1997,8,20,"1997-08-20",0,0,0,0,0,0.10022399999999999,0,0,0,0,0,0,9.9999999360000008E-2]
[1997,8,25,"1997-08-25",21.000000384,12.399999264,4.1999999040000002,5.4,8.5999999103999993,4.8038400000000001,5.1000000191999995,5.6999998080000003,15.200000352,5.4,2.9000000160000003,4.2999999551999997,10.600000416]
[1997,8,30,"1997-08-30",0.39999998880000004,0,0.19999999872000002,0.19999999872000002,9.9999999360000008E-2,0.10022399999999999,9.9999999360000008E-2,0.49999999680000001,0,9.9999999360000008E-2,0.19999999872000002,0.19999999872000002,0.90000002879999996]
[1997,8,31,"1997-08-31",0.49999999680000001,0,0,0,0,0,0,0,0,0,0,0,0]
[1997,9,6,"1997-09-06",0,0,0,0,0,0,0,0,0,9.9999999360000008E-2,0,0,1.3000000176000002]
[1997,9,11,"1997-09-11",1.2000000096000001,0,0.39999998880000004,0.19999999872000002,1.3000000176000002,1.50336,1.5000000767999999,1.3000000176000002,0.49999999680000001,0.30000000671999999,1.3000000176000002,1.1000000448,0.49999999680000001]
[1997,9,16,"1997-09-16",0,0,0,0,0,0,0,0,0,0,0,0,0]
[1997,9,17,"1997-09-17",0,0,0,0,0,0,0,0,0,9.9999999360000008E-2,0,0,0]
[1997,9,23,"1997-09-23",0,0,0,0,0,0,0,0,9.9999999360000008E-2,0,0,0,9.9999999360000008E-2]
[1997,9,28,"1997-09-28",0,0,0,0,0,0,0,0,0,9.9999999360000008E-2,0,0,0]
[1997,10,3,"1997-10-03",0.39999998880000004,0,0,0,0,0,0,0,0,0,0,0,0]
[1997,10,4,"1997-10-04",0,0,0,0,0,0,0,0,0,0,0,0,0]
[1997,10,11,"1997-10-11",16.799999616000001,14.300000064000001,12.100000319999999,20.399999904000001,19.000000224000001,12.182400000000001,13.699999584,18.099999936,15.200000352,14.300000064000001,11.699999424000001,12.299999904,5.6999998080000003]
[1997,10,15,"1997-10-15",0,0.30000000671999999,0.19999999872000002,0.70000001280000002,9.9999999360000008E-2,0.10022399999999999,9.9999999360000008E-2,9.9999999360000008E-2,0,0.30000000671999999,9.9999999360000008E-2,9.9999999360000008E-2,0.70000001280000002]
[1997,10,20,"1997-10-20",0,0,9.9999999360000008E-2,0,0,0.59961599999999993,0,0.70000001280000002,0,0,3.4999998911999999,3.0000000672000002,0]
[1997,10,21,"1997-10-21",0,0,0,0,0,0,0,0,0,0,0,0,0]
[1997,10,26,"1997-10-26",0,0,0,0,0,0,0,0,0,0,0,0,0.90000002879999996]
[1997,10,29,"1997-10-29",0,0,0,0,0,0,0,0,0,0,0,0,0]
[1997,11,6,"1997-11-06",5.4999997056000005,7.2999999359999999,9.9999999360000008E-2,1.9000001088,6.8000001984000003,0.10022399999999999,0.60000000480000004,9.9999999360000008E-2,3.9999999744000001,10.200000038399999,0.30000000671999999,1.2000000096000001,9.000000287999999]
[1997,11,7,"1997-11-07",3.8000001312,4.4000000064,1.2000000096000001,5.6999998080000003,3.9999999744000001,2.2982399999999998,2.2000000032,3.0000000672000002,2.6000000352000003,5.1000000191999995,2.0999999520000001,2.6000000352000003,0.39999998880000004]
[1997,11,12,"1997-11-12",0,1.1000000448,0,26.900000639999998,9.9999999360000008E-2,0,0,15.900000191999998,0,1.3000000176000002,0,0,0]
[1997,11,17,"1997-11-17",0,0.19999999872000002,0,1.2000000096000001,0,0,0,0,0,0,0,0,0]
[1997,11,23,"1997-11-23",5.6999998080000003,0,0,0,2.4000000192000002,0.10022399999999999,9.9999999360000008E-2,0.30000000671999999,9.9999999360000008E-2,0,14.399999424000001,7.4000001600000003,9.9999999360000008E-2]
[1997,11,24,"1997-11-24",0,0,0,6.1999997184,0,0,0,9.9999999360000008E-2,0,0,0,0,0]
[1997,11,29,"1997-11-29",1.3999999392,3.7000000800000001,3.8000001312,0,1.9000001088,3.6028799999999999,2.2000000032,3.0000000672000002,2.2999999680000003,2.7,1.7999999711999999,1.9000001088,6.0000001344000005]
[1997,12,5,"1997-12-05",9.9999999360000008E-2,0,0,0,0,0,0.19999999872000002,0,0,0,0,0,0.90000002879999996]
[1997,12,10,"1997-12-10",3.3000000479999998,2.6000000352000003,0.60000000480000004,3.5999999423999998,2.4000000192000002,1.00224,1.5000000767999999,0.79999997760000008,3.8999999232000002,2.2000000032,1.9000001088,3.0000000672000002,3.8999999232000002]
[1997,12,11,"1997-12-11",0.60000000480000004,0,0.49999999680000001,7.6999999680000002,3.3000000479999998,0.59961599999999993,0.70000001280000002,0.70000001280000002,0.39999998880000004,0.70000001280000002,1.2000000096000001,1.1000000448,1.5000000767999999]
[1997,12,16,"1997-12-16",0.39999998880000004,0,9.9999999360000008E-2,9.9999999360000008E-2,9.9999999360000008E-2,0.19958399999999998,0.30000000671999999,0.39999998880000004,9.9999999360000008E-2,0,0.30000000671999999,0.49999999680000001,0]
[1997,12,21,"1997-12-21",9.9999999360000008E-2,0,0,0.30000000671999999,0,0.69984000000000002,0.99999999360000003,13.5,0.49999999680000001,0,0.19999999872000002,0,2.4000000192000002]
[1997,12,23,"1997-12-23",3.7000000800000001,2.499999984,1.3000000176000002,3.5999999423999998,3.1999999104000003,1.39968,1.3999999392,1.7000000927999999,2.2999999680000003,2.2999999680000003,2.0999999520000001,3.0000000672000002,4.6999999872]
[1997,12,28,"1997-12-28",0.60000000480000004,0.49999999680000001,0.49999999680000001,1.5999999552000002,0.49999999680000001,5.7024000000000008,0.60000000480000004,0.19999999872000002,3.0000000672000002,0.90000002879999996,0.30000000671999999,0.19999999872000002,4.9000001759999998]
[1998,1,2,"1998-01-02",10.10000016,7.0999998336000001,5.4999997056000005,10.399999967999999,7.1999997120000003,7.3007999999999997,8.2000002240000001,6.8000001984000003,7.7999998464000004,3.1999999104000003,12.399999264,14.300000064000001,9.8000003519999996]
[1998,1,7,"1998-01-07",9.999999936,10.300000089599999,0.99999999360000003,12.000000096000001,13.100000831999999,2.2031999999999998,6.8000001984000003,3.7000000800000001,6.70000032,5.5999995839999999,9.3999999744,11.800000511999999,0.90000002879999996]
[1998,1,11,"1998-01-11",0,0,0,0,0,0.19958399999999998,0,7.1999997120000003,0,0,0.30000000671999999,0.49999999680000001,9.9999999360000008E-2]
[1998,1,14,"1998-01-14",2.7,1.7000000927999999,1.1000000448,2.0999999520000001,1.5999999552000002,2.0995200000000001,2.0999999520000001,1.7999999711999999,2.4000000192000002,0.60000000480000004,3.3000000479999998,4.1999999040000002,1.1000000448]
[1998,1,19,"1998-01-19",0.30000000671999999,0,0,0,0,0.10022399999999999,0,0,0,9.9999999360000008E-2,0,0,5.9000002559999993]
[1998,1,24,"1998-01-24",1.9999999872000001,1.2000000096000001,0,1.9999999872000001,1.5999999552000002,0.400032,2.0999999520000001,0.30000000671999999,1.9000001088,0.90000002879999996,0.79999997760000008,1.7000000927999999,0]
[1998,1,29,"1998-01-29",0,0,0,0,0,0,0,0,0,0,0,0,0]
[1998,1,31,"1998-01-31",0,0,9.9999999360000008E-2,0,0,0,0,0,0,0,9.9999999360000008E-2,0,0]
[1998,2,5,"1998-02-05",0,0,0,0,0,0,0,0,0,0,0,0,0]
[1998,2,10,"1998-02-10",0,0,0,0,0,0,0,0,0,0,0,0,0]
[1998,2,15,"1998-02-15",0,0,0,0,0,0,0,9.9999999360000008E-2,0,0,0,0,0]
[1998,2,16,"1998-02-16",0,0,9.9999999360000008E-2,0,0,0.10022399999999999,0,0.49999999680000001,0,0,0.60000000480000004,0.49999999680000001,0.70000001280000002]
[1998,2,22,"1998-02-22",0,0,9.9999999360000008E-2,0,0,0.10022399999999999,0,1.7999999711999999,0,0,0,0,9.9999999360000008E-2]
[1998,2,27,"1998-02-27",1.7000000927999999,1.5000000767999999,2.2000000032,2.4000000192000002,0.39999998880000004,2.9980800000000003,2.0999999520000001,0.90000002879999996,1.5999999552000002,2.2000000032,0.90000002879999996,0.39999998880000004,3.5999999423999998]
[1998,3,4,"1998-03-04",0.70000001280000002,2.2000000032,0.90000002879999996,4.2999999551999997,0.60000000480000004,0.50025599999999992,9.9999999360000008E-2,9.9999999360000008E-2,0.90000002879999996,2.0999999520000001,0.30000000671999999,0.60000000480000004,0.99999999360000003]
[1998,3,7,"1998-03-07",6.9000003359999997,3.7000000800000001,1.3999999392,5.5999995839999999,4.4000000064,1.39968,3.3000000479999998,2.7999998784,2.2999999680000003,1.9999999872000001,5.5999995839999999,6.9999997823999998,2.6000000352000003]
[1998,3,11,"1998-03-11",0.60000000480000004,4.999999968,1.1000000448,1.9999999872000001,1.7000000927999999,0.800064,0,0.79999997760000008,1.1000000448,0.39999998880000004,1.2000000096000001,0.99999999360000003,1.1000000448]
[1998,3,16,"1998-03-16",0,0,0,0,0,0,0,0,0,0,0,0,0]
[1998,3,21,"1998-03-21",0.39999998880000004,0,0,0.39999998880000004,0.70000001280000002,0,0,0,0,0.60000000480000004,0,0,0]
[1998,3,25,"1998-03-25",4.4000000064,1.2000000096000001,1.9999999872000001,4.2999999551999997,2.6000000352000003,1.9958399999999998,2.2000000032,2.499999984,2.2000000032,1.3000000176000002,3.0000000672000002,3.9999999744000001,1.7000000927999999]
[1998,3,28,"1998-03-28",0,0,0,0,0,0,0,9.9999999360000008E-2,0,0,9.9999999360000008E-2,9.9999999360000008E-2,9.9999999360000008E-2]
[1998,4,2,"1998-04-02",16.89999984,10.300000089599999,4.4000000064,9.5999999039999988,8.3000004480000005,6.6959999999999997,6.1999997184,5.4,11.200000032,7.9999997760000001,6.1999997184,7.7999998464000004,6.0000001344000005]
[1998,4,7,"1998-04-07",0.90000002879999996,1.5000000767999999,6.70000032,0.79999997760000008,0.90000002879999996,11.5776,7.0999998336000001,3.9999999744000001,1.9000001088,1.7000000927999999,3.8000001312,4.5999999360000006,0.19999999872000002]
[1998,4,8,"1998-04-08",1.7999999711999999,0.79999997760000008,3.9999999744000001,1.1000000448,0.30000000671999999,4.3027199999999999,4.9000001759999998,5.2000000704000007,1.2000000096000001,0.99999999360000003,5.9000002559999993,6.3999996479999997,16.700000255999999]
[1998,4,12,"1998-04-12",0,0,0,0,9.9999999360000008E-2,0,0,17.499999455999998,0,0,0,0,9.1000005119999994]
[1998,4,19,"1998-04-19",3.8999999232000002,2.499999984,5.4999997056000005,4.100000112,4.100000112,5.9011200000000006,4.4000000064,20.100000959999999,3.5999999423999998,1.9999999872000001,4.4000000064,4.5999999360000006,4.9000001759999998]
[1998,4,24,"1998-04-24",4.5000001439999995,3.5999999423999998,2.7999998784,4.5000001439999995,4.999999968,3.3004799999999999,5.4999997056000005,4.1999999040000002,3.3000000479999998,2.4000000192000002,4.999999968,5.9000002559999993,0.99999999360000003]
[1998,4,25,"1998-04-25",1.9999999872000001,2.0999999520000001,3.8000001312,2.9000000160000003,1.3000000176000002,2.9980800000000003,0.79999997760000008,0.60000000480000004,2.2000000032,1.3999999392,1.5000000767999999,1.7999999711999999,2.2999999680000003]
[1998,5,1,"1998-05-01",1.3999999392,1.5999999552000002,1.1000000448,1.1000000448,0.99999999360000003,1.20096,3.1999999104000003,0.60000000480000004,3.3000000479999998,2.499999984,2.7999998784,1.7999999711999999,0.30000000671999999]
[1998,5,6,"1998-05-06",0,0,0,0,0,0.10022399999999999,0,0.30000000671999999,0,0,0,0,0]
[1998,5,11,"1998-05-11",0,0,0,0,0,0,0,0,0,0,0,0,0]
[1998,5,12,"1998-05-12",0,0,0,0,0,0,0,0,0,0,0,0,0]
[1998,5,19,"1998-05-19",0,0,0,0,0,0,0,0,0,0,0,0,0]
[1998,5,23,"1998-05-23",0,0,0,0,0,0,0,0,0,0,0,0,9.9999999360000008E-2]
[1998,5,28,"1998-05-28",0,0,0,0,0,0,0,2.7,0,0,2.0999999520000001,4.2999999551999997,4.5000001439999995]
[1998,5,29,"1998-05-29",0,0,0,0,0,0,0,0,0,0,0,0,0]
[1998,6,3,"1998-06-03",1.2000000096000001,0.60000000480000004,2.9000000160000003,1.9999999872000001,1.5999999552000002,0.29980799999999996,0,0.30000000671999999,0,0.49999999680000001,0,9.9999999360000008E-2,9.1999998720000011]
[1998,6,6,"1998-06-06",1.7999999711999999,0,0,0.99999999360000003,0.99999999360000003,0.10022399999999999,0.79999997760000008,9.9999999360000008E-2,0,0.70000001280000002,0,0.19999999872000002,9.9999999360000008E-2]
[1998,6,14,"1998-06-14",5.4,8.3000004480000005,1.3999999392,4.8000000384000003,2.6000000352000003,0.800064,0.39999998880000004,0.70000001280000002,3.0999998592,12.699999935999999,2.499999984,2.9000000160000003,6.1999997184]
[1998,6,15,"1998-06-15",1.5999999552000002,0.60000000480000004,1.2000000096000001,0,9.9999999360000008E-2,1.20096,0.19999999872000002,3.9999999744000001,1.7000000927999999,0,4.2999999551999997,5.1000000191999995,0.39999998880000004]
[1998,6,20,"1998-06-20",0,0,0,0,0,0,0,0,0,0,0,0,0]
[1998,6,25,"1998-06-25",9.000000287999999,0.49999999680000001,0.19999999872000002,3.7000000800000001,4.5999999360000006,1.9008,0.99999999360000003,1.5000000767999999,2.7,3.9999999744000001,3.4999998911999999,3.4000000992000001,0.30000000671999999]
[1998,7,1,"1998-07-01",0,0,0,0,0,0,0,0,0,0,0,0,0]
[1998,7,2,"1998-07-02",0,0,0,0,0,0,0,0,0,0,0,0,9.9999999360000008E-2]
[1998,7,7,"1998-07-07",1.2000000096000001,0,0,0.70000001280000002,0.60000000480000004,0,0,0,0.19999999872000002,0.19999999872000002,0,9.9999999360000008E-2,0]
[1998,7,12,"1998-07-12",4.5000001439999995,2.2999999680000003,3.3000000479999998,7.1999997120000003,4.5999999360000006,2.9030399999999998,3.0000000672000002,5.4,3.0000000672000002,3.1999999104000003,3.7000000800000001,4.5000001439999995,0.30000000671999999]
[1998,7,17,"1998-07-17",0,0,0,0.49999999680000001,0.39999998880000004,0,0,0,9.9999999360000008E-2,0,9.9999999360000008E-2,0.19999999872000002,3.5999999423999998]
[1998,7,19,"1998-07-19",0,0,0,0,0,0,0,0,0,0,0,0,0]
[1998,7,24,"1998-07-24",0,0,0,0,0,0,0,0,0,0,0,0,9.9999999360000008E-2]
[1998,7,29,"1998-07-29",9.9999999360000008E-2,1.2000000096000001,9.9999999360000008E-2,0.70000001280000002,0.30000000671999999,0.89856000000000003,0.90000002879999996,1.1000000448,1.5999999552000002,0.49999999680000001,0.79999997760000008,0.60000000480000004,2.0999999520000001]
[1998,7,31,"1998-07-31",0,0,4.999999968,0,9.9999999360000008E-2,1.39968,0.60000000480000004,0.30000000671999999,9.9999999360000008E-2,0,0.30000000671999999,0.30000000671999999,0.30000000671999999]
[1998,8,5,"1998-08-05",0,0,0,0,0,0,0,0,0,0,0,0,0]
[1998,8,10,"1998-08-10",0,0,0,0,0,0,0,0,0,0,0,0,0]
[1998,8,15,"1998-08-15",0,9.9999999360000008E-2,0,0,0,0,0,0,0,0,0,0,0]
[1998,8,19,"1998-08-19",0,0,0,0,0,0,0,0,0,0,0,0,0]
[1998,8,22,"1998-08-22",0,0,0,0,0,0.10022399999999999,0,0.30000000671999999,9.9999999360000008E-2,0,0,0,5.9000002559999993]
[1998,8,27,"1998-08-27",0,0,0,0,0,0,0,0,0,0,0,0,0.19999999872000002]
[1998,9,1,"1998-09-01",0,0,0,0,0,0,0,0,0,0,0,0,2.7999998784]
[1998,9,6,"1998-09-06",1.3000000176000002,0,0,0,0,0.10022399999999999,0.19999999872000002,0,9.9999999360000008E-2,0,0.30000000671999999,9.9999999360000008E-2,1.5999999552000002]
[1998,9,10,"1998-09-10",4.8000000384000003,5.8000000320000007,3.9999999744000001,5.8000000320000007,3.7000000800000001,1.9008,4.999999968,4.5999999360000006,3.9999999744000001,2.499999984,4.5000001439999995,4.5000001439999995,0.39999998880000004]
[1998,9,13,"1998-09-13",1.1000000448,0.99999999360000003,0.19999999872000002,0.90000002879999996,1.5000000767999999,0.10022399999999999,0,0.19999999872000002,0.39999998880000004,1.2000000096000001,0.19999999872000002,9.9999999360000008E-2,6.0000001344000005]
[1998,9,18,"1998-09-18",0,0,0,0,0,0,0,0,0,0,0,0,0.90000002879999996]
[1998,9,23,"1998-09-23",0,0,0,0,0,0,0,0,0,0,0,0,0]
[1998,9,24,"1998-09-24",0,0,0,0,0,0,0,0,0,0,0,0,9.9999999360000008E-2]
[1998,9,30,"1998-09-30",5.1000000191999995,1.9999999872000001,9.7000001279999992,3.8000001312,2.6000000352000003,11.059199999999999,14.500000512,11.800000511999999,10.10000016,1.1000000448,12.500000352000001,14.300000064000001,9.1000005119999994]
[1998,10,5,"1998-10-05",4.5000001439999995,6.9000003359999997,12.699999935999999,6.1999997184,4.4000000064,16.9344,3.1999999104000003,5.8000000320000007,4.8000000384000003,6.6000000959999996,3.0999998592,3.3000000479999998,1.3000000176000002]
[1998,10,10,"1998-10-10",4.2999999551999997,0.60000000480000004,1.1000000448,5.1000000191999995,5.5999995839999999,0.89856000000000003,2.7,4.1999999040000002,1.9999999872000001,3.5999999423999998,3.5999999423999998,4.4000000064,1.9999999872000001]
[1998,10,13,"1998-10-13",4.9000001759999998,1.5000000767999999,2.7999998784,3.7000000800000001,5.4,3.3004799999999999,4.4000000064,6.1999997184,2.6000000352000003,1.2000000096000001,3.9999999744000001,3.8000001312,0.70000001280000002]
[1998,10,17,"1998-10-17",0,0.30000000671999999,0.30000000671999999,1.7999999711999999,1.7000000927999999,0.19958399999999998,0.79999997760000008,0.19999999872000002,0.30000000671999999,1.5000000767999999,0.49999999680000001,0.39999998880000004,3.0999998592]
[1998,10,22,"1998-10-22",5.4999997056000005,2.4000000192000002,3.9999999744000001,3.9999999744000001,3.8000001312,6.0998399999999995,6.2999997695999994,7.4000001600000003,3.8000001312,1.5999999552000002,6.0000001344000005,9.5999999039999988,1.7999999711999999]
[1998,10,27,"1998-10-27",9.5000000256000003,5.6999998080000003,4.8000000384000003,10.300000089599999,9.5000000256000003,5.0025599999999999,7.5000003840000007,9.3000000959999998,7.2999999359999999,5.5999995839999999,6.2999997695999994,9.999999936,16.89999984]
[1998,10,28,"1998-10-28",0.39999998880000004,0.49999999680000001,1.9999999872000001,0.30000000671999999,9.9999999360000008E-2,0.800064,0,0.19999999872000002,9.9999999360000008E-2,0.39999998880000004,0.49999999680000001,0.39999998880000004,0]
[1998,11,4,"1998-11-04",9.9999999360000008E-2,1.7000000927999999,0.70000001280000002,0.49999999680000001,0.30000000671999999,1.20096,0.90000002879999996,0.60000000480000004,1.9999999872000001,2.7,0.19999999872000002,0.39999998880000004,2.2999999680000003]
[1998,11,8,"1998-11-08",8.7999998399999999,5.3000002080000002,4.5999999360000006,8.5000000320000009,7.4000001600000003,4.0003200000000003,5.4999997056000005,3.8000001312,7.6999999680000002,3.0000000672000002,3.9999999744000001,3.9999999744000001,8.3999998080000005]
[1998,11,13,"1998-11-13",18.000000575999998,20.900000159999998,10.600000416,24.200000639999999,19.700000064000001,9.3311999999999991,9.5999999039999988,4.5999999360000006,19.199999807999998,24.500000448000002,4.5000001439999995,5.4999997056000005,0]
[1998,11,14,"1998-11-14",1.9999999872000001,1.7999999711999999,0.39999998880000004,3.0000000672000002,2.2999999680000003,1.00224,1.1000000448,0.60000000480000004,2.2999999680000003,2.9000000160000003,0.19999999872000002,0.30000000671999999,3.1999999104000003]
[1998,11,18,"1998-11-18",9.9999999360000008E-2,2.7,9.9999999360000008E-2,3.8000001312,1.1000000448,0.10022399999999999,0,9.9999999360000008E-2,0.79999997760000008,1.9999999872000001,9.9999999360000008E-2,0,0.19999999872000002]
[1998,11,25,"1998-11-25",0.39999998880000004,0.49999999680000001,0.19999999872000002,0.19999999872000002,0.39999998880000004,0.29980799999999996,0.19999999872000002,0.60000000480000004,9.9999999360000008E-2,0.19999999872000002,0.49999999680000001,0.70000001280000002,0]
[1998,11,30,"1998-11-30",0,0,0,0,0,0,0,0,9.9999999360000008E-2,0,0,0,0]
[1998,12,1,"1998-12-01",0,0,0,0,0,0,0,0,0,0,0,0,0]
[1998,12,6,"1998-12-06",0,0,0.19999999872000002,0,0,0,9.9999999360000008E-2,2.2999999680000003,0,0,9.9999999360000008E-2,0.39999998880000004,6.1000002719999999]
[1998,12,12,"1998-12-12",3.4999998911999999,1.5000000767999999,1.9999999872000001,3.9999999744000001,2.7999998784,2.4969600000000001,2.0999999520000001,2.0999999520000001,1.7999999711999999,1.1000000448,2.499999984,3.3000000479999998,2.6000000352000003]
[1998,12,17,"1998-12-17",1.3999999392,0.19999999872000002,0.49999999680000001,0.70000001280000002,0.60000000480000004,0.800064,0.90000002879999996,0.79999997760000008,0.79999997760000008,0.39999998880000004,0.70000001280000002,0.99999999360000003,9.9999999360000008E-2]
[1998,12,18,"1998-12-18",1.9000001088,0.99999999360000003,2.7999998784,1.5999999552000002,1.3000000176000002,2.4019200000000001,2.0999999520000001,1.9999999872000001,1.5000000767999999,0.60000000480000004,2.2000000032,2.6000000352000003,12.599999712000001]
[1998,12,23,"1998-12-23",9.000000287999999,8.7999998399999999,16.89999984,9.1000005119999994,6.3999996479999997,10.8,10.300000089599999,7.1999997120000003,8.5999999103999993,7.9999997760000001,9.000000287999999,11.099999808,8.6999999615999997]
[1998,12,29,"1998-12-29",0.49999999680000001,9.9999999360000008E-2,0,0,0.49999999680000001,0,0,0,0,0,9.9999999360000008E-2,9.9999999360000008E-2,0]
[1999,1,3,"1999-01-03",3.0999998592,3.4000000992000001,3.0000000672000002,3.9999999744000001,5.2000000704000007,3.8966399999999997,2.7,12.100000319999999,2.2000000032,1.5999999552000002,3.8000001312,4.8000000384000003,10.999999583999999]
[1999,1,4,"1999-01-04",1.5000000767999999,0.49999999680000001,0,0.99999999360000003,0.79999997760000008,0.29980799999999996,1.2000000096000001,0.90000002879999996,0.79999997760000008,0.19999999872000002,1.5000000767999999,2.4000000192000002,2.0999999520000001]
[1999,1,9,"1999-01-09",3.0999998592,6.4999998720000001,0,6.6000000959999996,4.5000001439999995,0,0,0,1.1000000448,6.8000001984000003,0,9.9999999360000008E-2,0.49999999680000001]
[1999,1,12,"1999-01-12",7.2999999359999999,6.1000002719999999,5.9000002559999993,10.999999583999999,6.6000000959999996,8.3030400000000011,6.8000001984000003,6.6000000959999996,4.6999999872,4.8000000384000003,9.3000000959999998,10.699999776,6.9000003359999997]
[1999,1,20,"1999-01-20",2.6000000352000003,0.99999999360000003,0.30000000671999999,1.7000000927999999,1.1000000448,0.400032,1.3999999392,0.79999997760000008,1.3999999392,0.39999998880000004,1.1000000448,2.2000000032,0.70000001280000002]
[1999,1,21,"1999-01-21",0,0.39999998880000004,0,0,0,0,0,0,9.9999999360000008E-2,0,0,0,0]
[1999,1,26,"1999-01-26",5.5999995839999999,6.9000003359999997,5.8000000320000007,3.9999999744000001,2.4000000192000002,8.9855999999999998,7.1999997120000003,4.100000112,6.70000032,4.100000112,10.200000038399999,9.8999997120000014,4.6999999872]
[1999,1,30,"1999-01-30",0,0,0,0,0,0,0,0,0,0,0,0,0]
[1999,2,6,"1999-02-06",2.0999999520000001,0,0.79999997760000008,0.49999999680000001,2.4000000192000002,1.296,1.5999999552000002,2.7,0.70000001280000002,0.19999999872000002,4.4000000064,3.0999998592,2.4000000192000002]
[1999,2,7,"1999-02-07",0,0,0,0,9.9999999360000008E-2,0,0,1.7000000927999999,9.9999999360000008E-2,0,0,0,5.9000002559999993]
[1999,2,12,"1999-02-12",0,0,9.9999999360000008E-2,0,0.60000000480000004,0.19958399999999998,0.60000000480000004,0.30000000671999999,0,0,0.39999998880000004,0.30000000671999999,0]
[1999,2,17,"1999-02-17",1.3999999392,0.90000002879999996,1.3999999392,1.5000000767999999,1.1000000448,1.5983999999999998,1.2000000096000001,1.3999999392,0.70000001280000002,2.0999999520000001,1.3000000176000002,1.3000000176000002,2.4000000192000002]
[1999,2,22,"1999-02-22",0.70000001280000002,0.60000000480000004,9.9999999360000008E-2,0.90000002879999996,0.79999997760000008,0,9.9999999360000008E-2,0,1.2000000096000001,9.9999999360000008E-2,0,0,0.19999999872000002]
[1999,2,24,"1999-02-24",0,0,0,0,9.9999999360000008E-2,0,0,0,0,0,0,0,0]
[1999,3,1,"1999-03-01",1.1000000448,0.99999999360000003,0.90000002879999996,1.1000000448,0.70000001280000002,1.00224,1.1000000448,1.5000000767999999,0.70000001280000002,0.79999997760000008,1.9000001088,1.9999999872000001,4.8000000384000003]
[1999,3,6,"1999-03-06",1.5999999552000002,0.60000000480000004,1.5000000767999999,1.1000000448,9.9999999360000008E-2,1.20096,0.39999998880000004,0.60000000480000004,0.70000001280000002,1.5999999552000002,0,0,5.5999995839999999]
[1999,3,8,"1999-03-08",1.3999999392,1.3999999392,0,1.9000001088,1.5999999552000002,0,0,0,0.49999999680000001,1.9000001088,0,9.9999999360000008E-2,5.4999997056000005]
[1999,3,13,"1999-03-13",0,0,0,0,0,0,0,0,0,0.19999999872000002,0,0,0]
[1999,3,18,"1999-03-18",0,0,0,0,0,0,0,0,0,0,0,0,0.30000000671999999]
[1999,3,23,"1999-03-23",0,0,0,0,0,0,0,0,9.9999999360000008E-2,0,0,0,0]
[1999,3,28,"1999-03-28",0,0,0,0,0,0.19958399999999998,9.9999999360000008E-2,5.4,9.9999999360000008E-2,0,0,0,0.19999999872000002]
[1999,3,31,"1999-03-31",0,0,0,0,0,0,0,0,0,0,0,0,9.9999999360000008E-2]
[1999,4,4,"1999-04-04",1.1000000448,9.9999999360000008E-2,0.39999998880000004,1.2000000096000001,1.2000000096000001,0.19958399999999998,0.30000000671999999,3.3000000479999998,0,0.39999998880000004,0.39999998880000004,0.70000001280000002,0.60000000480000004]
[1999,4,9,"1999-04-09",0,0,0,0,0,0,0,0,0,0,0,0,0]
[1999,4,14,"1999-04-14",0,0,0,0,9.9999999360000008E-2,0,9.9999999360000008E-2,0,0,0,0.19999999872000002,0.19999999872000002,0]
[1999,4,18,"1999-04-18",3.5999999423999998,4.9000001759999998,0.39999998880000004,6.9999997823999998,3.0999998592,1.09728,9.9999999360000008E-2,10.10000016,5.4999997056000005,17.699999040000002,9.9999999360000008E-2,0.39999998880000004,4.2999999551999997]
[1999,4,21,"1999-04-21",0.60000000480000004,0.39999998880000004,0,0.79999997760000008,0.49999999680000001,0.29980799999999996,0.79999997760000008,0.99999999360000003,1.2000000096000001,0.19999999872000002,2.0999999520000001,2.2000000032,0.30000000671999999]
[1999,4,26,"1999-04-26",0.30000000671999999,0,0,0,0,5.2012799999999997,0.19999999872000002,0.99999999360000003,0.49999999680000001,0,0,0,0]
[1999,5,1,"1999-05-01",0,0,0,0,0,0,0,0,0,0,0,0,0]
[1999,5,2,"1999-05-02",0,0,0,0,0,0,0,0,0,0,0,0,0]
[1999,5,8,"1999-05-08",0,0,0.30000000671999999,0,0,0.400032,0,0,0,0,0,9.9999999360000008E-2,2.7]
[1999,5,13,"1999-05-13",0,0,0,0,0,0.19958399999999998,0,0,0,0,0,0,0]
[1999,5,18,"1999-05-18",9.9999999360000008E-2,0.99999999360000003,0.39999998880000004,0.90000002879999996,0.90000002879999996,0.89856000000000003,0.49999999680000001,9.9999999360000008E-2,1.1000000448,0.60000000480000004,9.9999999360000008E-2,0.39999998880000004,9.9999999360000008E-2]
[1999,5,19,"1999-05-19",19.499999616,2.2999999680000003,9.9999999360000008E-2,7.9999997760000001,13.699999584,0.400032,1.5000000767999999,0.79999997760000008,6.9000003359999997,1.7000000927999999,1.1000000448,1.9999999872000001,0]
[1999,5,25,"1999-05-25",0,0,0,0,0,0,0,0,0,0,0,0,0]
[1999,5,30,"1999-05-30",0.30000000671999999,6.3999996479999997,0,13.299999551999999,7.4000001600000003,0,0,0,1.2000000096000001,14.500000512,0,0,0]
[1999,6,4,"1999-06-04",2.7999998784,4.1999999040000002,1.7000000927999999,5.2000000704000007,3.5999999423999998,1.9958399999999998,1.3000000176000002,0.79999997760000008,2.2000000032,2.2000000032,1.7999999711999999,2.7,4.9000001759999998]
[1999,6,5,"1999-06-05",23.200000128000003,12.599999712000001,4.9000001759999998,12.399999264,15.799999968,7.80192,8.6999999615999997,3.5999999423999998,13.800000671999999,11.899999871999999,7.5000003840000007,9.5999999039999988,9.3999999744]
[1999,6,12,"1999-06-12",10.500000192,15.399999072000002,5.8000000320000007,12.699999935999999,7.8999998976000008,2.9980800000000003,8.3000004480000005,1.9000001088,9.7000001279999992,8.3999998080000005,1.3999999392,2.2999999680000003,13.999999392000001]
[1999,6,16,"1999-06-16",0,0,0,0,0,0,0,0,0,0,0,0,0]
[1999,6,21,"1999-06-21",0,0,0,0.30000000671999999,0,0,0,0,9.9999999360000008E-2,0.60000000480000004,0,0,9.9999999360000008E-2]
[1999,6,22,"1999-06-22",0,0,0,0,0,0,0.19999999872000002,0,0,0,0,0,0.30000000671999999]
[1999,6,26,"1999-06-26",0,9.9999999360000008E-2,0,0.79999997760000008,9.9999999360000008E-2,0.29980799999999996,2.499999984,0.30000000671999999,0.19999999872000002,0.19999999872000002,0.30000000671999999,0.39999998880000004,1.5000000767999999]
[1999,7,3,"1999-07-03",0,0,0,0,0,0,0,0,0,0,0,0,0]
[1999,7,8,"1999-07-08",0,0,0,0,0,0,0,0,0,0,0,0,0]
[1999,7,9,"1999-07-09",0,0,0,0,0,0,0,0,0,0,0,0,0]
[1999,7,14,"1999-07-14",0,0,0,0,0,0,0,0,0,0,0,0,9.9999999360000008E-2]
[1999,7,19,"1999-07-19",3.8999999232000002,1.3000000176000002,0.90000002879999996,4.4000000064,6.2999997695999994,1.39968,1.9000001088,0.90000002879999996,1.2000000096000001,0.99999999360000003,2.6000000352000003,3.9999999744000001,0.79999997760000008]
[1999,7,25,"1999-07-25",0,0,9.9999999360000008E-2,0,0,0,0,0.79999997760000008,0,0,0,0,0]
[1999,7,26,"1999-07-26",0,0,0,0,0,0,0,0,0,0,0,0,0]
[1999,7,31,"1999-07-31",0,0,0,0,0,0,1.7000000927999999,9.9999999360000008E-2,0,0,4.2999999551999997,1.3999999392,0]
[1999,8,6,"1999-08-06",14.199999839999998,23.900000832,16.2,19.199999807999998,14.699999232,14.169600000000001,12.900000384,6.9000003359999997,17.59999968,19.400000255999998,11.300000255999999,11.899999871999999,0.39999998880000004]
[1999,8,11,"1999-08-11",0,0,0,0,0,0,0,0,0,0,0,0,0]
[1999,8,12,"1999-08-12",0,0,9.9999999360000008E-2,0,0,0,0,9.9999999360000008E-2,0,0,9.9999999360000008E-2,0,0]
[1999,8,17,"1999-08-17",24.200000639999999,20.399999904000001,9.1999998720000011,33.499999008000003,27.999998784000002,12.6144,12.500000352000001,13.40000064,12.299999904,23.799998880000004,13.999999392000001,18.200001023999999,4.5000001439999995]
[1999,8,20,"1999-08-20",0,0,0,0,0,0,0,0,0,0,0,0,0.79999997760000008]
[1999,8,28,"1999-08-28",0,0,0,0,0,0,0,0,0,0,0,0,0]
[1999,8,29,"1999-08-29",0,0,0,0,0,0,0,0,0,0,0,0,0]
[1999,9,3,"1999-09-03",0,0,0,0,0,0,0,0,0,0,0,0,9.9999999360000008E-2]
[1999,9,8,"1999-09-08",0,0,1.1000000448,0,0,1.09728,0.70000001280000002,0.70000001280000002,0.30000000671999999,0,0.49999999680000001,0.79999997760000008,0.79999997760000008]
[1999,9,12,"1999-09-12",7.9999997760000001,4.100000112,0,13.5,6.6000000959999996,0.19958399999999998,0.30000000671999999,0.39999998880000004,4.5999999360000006,9.3000000959999998,0.19999999872000002,0.39999998880000004,1.7999999711999999]
[1999,9,15,"1999-09-15",3.4000000992000001,2.7,2.4000000192000002,4.6999999872,3.5999999423999998,2.6006399999999998,2.9000000160000003,1.1000000448,4.2999999551999997,1.5000000767999999,1.9000001088,2.0999999520000001,13.600000223999999]
[1999,9,20,"1999-09-20",22.299999840000002,4.100000112,4.9000001759999998,4.5000001439999995,6.0000001344000005,4.5014399999999997,4.5999999360000006,9.000000287999999,24.100001280000001,2.9000000160000003,12.599999712000001,18.300000384000001,2.499999984]
[1999,9,25,"1999-09-25",10.10000016,25.400001600000003,4.100000112,1.9000001088,2.499999984,6.6959999999999997,3.4999998911999999,3.3000000479999998,8.6999999615999997,1.1000000448,6.9000003359999997,8.5999999103999993,24.000000192000002]
[1999,9,30,"1999-09-30",0,0,0.39999998880000004,0.39999998880000004,0.70000001280000002,0.400032,9.9999999360000008E-2,9.9999999360000008E-2,9.9999999360000008E-2,0,9.9999999360000008E-2,0.19999999872000002,0.39999998880000004]
[1999,10,2,"1999-10-02",0,9.9999999360000008E-2,0.79999997760000008,9.9999999360000008E-2,1.7000000927999999,0.19958399999999998,0,0,0.19999999872000002,0.30000000671999999,9.9999999360000008E-2,0.19999999872000002,0]
[1999,10,7,"1999-10-07",3.8000001312,2.9000000160000003,2.499999984,2.6000000352000003,2.9000000160000003,2.9030399999999998,2.7,1.9000001088,2.6000000352000003,2.2999999680000003,2.2999999680000003,2.6000000352000003,4.6999999872]
[1999,10,12,"1999-10-12",0,0,0,0,0,0,0,0,0,0,0,0,0]
[1999,10,14,"1999-10-14",0,0,0,0,0,0,0,0,0,0,0,9.9999999360000008E-2,0.19999999872000002]
[1999,10,19,"1999-10-19",0,0,0,0,0,0,0,0,0,0,0,0,0]
[1999,10,24,"1999-10-24",30.600000287999997,22.100001120000002,1.5999999552000002,15.200000352,24.900000480000003,6.6009599999999997,12.699999935999999,17.800000128000001,16.700000255999999,18.000000575999998,8.2000002240000001,12.799999295999999,8.6999999615999997]
[1999,10,29,"1999-10-29",0,0,0,0,0,0,0,9.9999999360000008E-2,0,0,9.9999999360000008E-2,9.9999999360000008E-2,9.9999999360000008E-2]
[1999,11,3,"1999-11-03",0,0,0,0,0,0,0,0,0,0,0,0,0]
[1999,11,6,"1999-11-06",0,0,0,0,9.9999999360000008E-2,0,0,0,0,0,0,0,0]
[1999,11,10,"1999-11-10",0.60000000480000004,0.70000001280000002,0.19999999872000002,1.3999999392,0.60000000480000004,0.10022399999999999,0,0,0,0.79999997760000008,0,0,0.60000000480000004]
[1999,11,15,"1999-11-15",0.39999998880000004,0.70000001280000002,1.7000000927999999,0.49999999680000001,0.19999999872000002,1.70208,0.90000002879999996,0.70000001280000002,0.19999999872000002,0.60000000480000004,1.1000000448,0.99999999360000003,1.7999999711999999]
[1999,11,20,"1999-11-20",2.7,9.1999998720000011,0.19999999872000002,5.6999998080000003,5.6999998080000003,1.9958399999999998,6.1000002719999999,1.7999999711999999,10.200000038399999,5.6999998080000003,5.4999997056000005,5.8000000320000007,1.3000000176000002]
[1999,11,24,"1999-11-24",0.49999999680000001,0,9.9999999360000008E-2,0.39999998880000004,0.79999997760000008,0.59961599999999993,0.70000001280000002,0.60000000480000004,0.39999998880000004,0,0.99999999360000003,1.5000000767999999,3.8000001312]
[1999,11,27,"1999-11-27",0,0.19999999872000002,0,0,9.9999999360000008E-2,0,9.9999999360000008E-2,9.9999999360000008E-2,0,0,9.9999999360000008E-2,0,0]
[1999,12,2,"1999-12-02",0,0,0,0,9.9999999360000008E-2,0,0,0,0,0,0,0,1.5999999552000002]
[1999,12,7,"1999-12-07",0.49999999680000001,1.5000000767999999,2.7999998784,0.60000000480000004,1.1000000448,3.1017600000000001,2.6000000352000003,3.4000000992000001,0.99999999360000003,1.9999999872000001,1.9000001088,2.6000000352000003,1.9999999872000001]
[1999,12,8,"1999-12-08",4.6999999872,5.4999997056000005,5.8000000320000007,6.3999996479999997,4.999999968,4.8038400000000001,4.100000112,5.4,3.8000001312,3.5999999423999998,6.9999997823999998,7.0999998336000001,0.90000002879999996]
[1999,12,12,"1999-12-12",1.9000001088,4.2999999551999997,3.4000000992000001,6.1000002719999999,1.5000000767999999,3.6028799999999999,3.1999999104000003,6.6000000959999996,1.9999999872000001,2.2000000032,4.999999968,5.9000002559999993,2.499999984]
[1999,12,19,"1999-12-19",0,0,0,0,0,0,0,0,0,0,0,0,5.4999997056000005]
[1999,12,24,"1999-12-24",30.500000927999999,24.299999999999997,12.900000384,23.60000016,18.599999327999999,24.019199999999998,27.700000703999997,33.999998400000003,20.600000352000002,19.000000224000001,32.900000255999998,38.599999199999999,7.0999998336000001]
[1999,12,25,"1999-12-25",12.999999744,10.8,6.3999996479999997,18.200001023999999,17.699999040000002,8.3980800000000002,9.7000001279999992,8.6999999615999997,9.8000003519999996,9.3000000959999998,9.8999997120000014,12.900000384,9.9999999360000008E-2]
[1999,12,31,"1999-12-31",0.70000001280000002,0,0.19999999872000002,1.5000000767999999,1.2000000096000001,0.19958399999999998,0.39999998880000004,0.70000001280000002,0,0.90000002879999996,0.49999999680000001,0.49999999680000001,9.9999999360000008E-2]
[2000,1,5,"2000-01-05",0.49999999680000001,0,0.19999999872000002,0,9.9999999360000008E-2,0.89856000000000003,0.70000001280000002,0.39999998880000004,0.99999999360000003,0,0.99999999360000003,0.99999999360000003,0.79999997760000008]
[2000,1,10,"2000-01-10",0,0,0,9.9999999360000008E-2,9.9999999360000008E-2,0,9.9999999360000008E-2,0,0,0,0,0,9.9999999360000008E-2]
[2000,1,11,"2000-01-11",0,0,0,0,0,0,9.9999999360000008E-2,0,0,0,0,0,0]
[2000,1,18,"2000-01-18",1.2000000096000001,0,0,9.9999999360000008E-2,0,0,9.9999999360000008E-2,0,0,0.39999998880000004,0,0,0.79999997760000008]
[2000,1,22,"2000-01-22",0.60000000480000004,0,0.70000001280000002,0.60000000480000004,1.7999999711999999,1.39968,1.5999999552000002,0.99999999360000003,0.79999997760000008,0.30000000671999999,3.0999998592,2.2999999680000003,3.0999998592]
[2000,1,27,"2000-01-27",0,0,0,0,0,0,0,0,0,0,0,0,0]
[2000,1,28,"2000-01-28",2.499999984,1.1000000448,2.2999999680000003,5.4,3.8999999232000002,3.3004799999999999,3.4000000992000001,1.7000000927999999,1.9000001088,1.7000000927999999,4.5999999360000006,4.4000000064,0.70000001280000002]
[2000,2,2,"2000-02-02",0,0,0,0,0,0,0,0,0,0,0,0,0]
[2000,2,5,"2000-02-05",0,0,0,0,0,0,9.9999999360000008E-2,0,0,0,0,0,0]
[2000,2,13,"2000-02-13",0,0,0,0,0,0,0,9.3999999744,0,9.9999999360000008E-2,0,0,0]
[2000,2,14,"2000-02-14",2.7999998784,2.499999984,1.7000000927999999,3.3000000479999998,3.0000000672000002,1.7971200000000001,1.3999999392,1.5000000767999999,1.3000000176000002,1.7999999711999999,1.3000000176000002,1.1000000448,1.5999999552000002]
[2000,2,19,"2000-02-19",0.39999998880000004,0,0,9.9999999360000008E-2,0.60000000480000004,0.10022399999999999,0,0,0,9.9999999360000008E-2,0,0,1.3999999392]
[2000,2,24,"2000-02-24",10.600000416,16.700000255999999,21.000000384,12.999999744,9.5999999039999988,20.736000000000001,14.500000512,13.40000064,18.300000384000001,19.000000224000001,9.5000000256000003,9.3000000959999998,3.8000001312]
[2000,3,1,"2000-03-01",6.70000032,1.9000001088,1.3000000176000002,1.7000000927999999,0.99999999360000003,3.8016000000000001,2.4000000192000002,1.2000000096000001,1.2000000096000001,0.19999999872000002,2.499999984,3.4999998911999999,0.70000001280000002]
[2000,3,2,"2000-03-02",3.1999999104000003,2.9000000160000003,6.6000000959999996,6.1999997184,2.7,7.4995199999999995,4.5000001439999995,4.8000000384000003,4.4000000064,5.4,4.100000112,3.8999999232000002,4.2999999551999997]
[2000,3,7,"2000-03-07",0,0,0,0,0,0,0,0,0,0,0,0,1.3000000176000002]
[2000,3,13,"2000-03-13",0,0,0,0,0,0,0,0,0,0,0,0,0.30000000671999999]
[2000,3,18,"2000-03-18",0,0,0,0,0,0,0,0,0,0,0,0,0]
[2000,3,19,"2000-03-19",0,0,0,0,0,0,0,0,0,9.9999999360000008E-2,0,0,0]
[2000,3,24,"2000-03-24",0.90000002879999996,0,0,0.30000000671999999,1.9999999872000001,0,0,9.9999999360000008E-2,0.70000001280000002,0.19999999872000002,9.9999999360000008E-2,0.60000000480000004,0.30000000671999999]
[2000,3,29,"2000-03-29",0.60000000480000004,0.90000002879999996,0.99999999360000003,0.70000001280000002,0.79999997760000008,3.6028799999999999,4.6999999872,2.0999999520000001,0.19999999872000002,0.19999999872000002,2.9000000160000003,3.3000000479999998,0]
[2000,3,31,"2000-03-31",9.9999999360000008E-2,0.90000002879999996,0,1.1000000448,0.99999999360000003,0.10022399999999999,0.70000001280000002,0.19999999872000002,9.9999999360000008E-2,5.2000000704000007,1.1000000448,1.5000000767999999,0.60000000480000004]
[2000,4,5,"2000-04-05",0.19999999872000002,0,0,0,9.9999999360000008E-2,0,0,0,0,0,0,0,0]
[2000,4,10,"2000-04-10",0,0,0,0,0,0,0,0,0,0,0,0,0]
[2000,4,15,"2000-04-15",3.4999998911999999,10.10000016,2.4000000192000002,5.8000000320000007,3.8000001312,3.4041600000000001,3.0000000672000002,5.4999997056000005,7.0999998336000001,3.3000000479999998,6.70000032,7.6000002624,6.70000032]
[2000,4,19,"2000-04-19",1.3999999392,1.1000000448,1.2000000096000001,1.5999999552000002,1.3000000176000002,1.7971200000000001,1.7000000927999999,4.8000000384000003,1.1000000448,0.30000000671999999,2.499999984,3.8000001312,0.70000001280000002]
[2000,4,22,"2000-04-22",0,0,0,0,9.9999999360000008E-2,0,0,0,0,0,0,0,2.499999984]
[2000,4,27,"2000-04-27",1.1000000448,0.79999997760000008,0.30000000671999999,1.1000000448,0.60000000480000004,0.400032,0.49999999680000001,0.30000000671999999,1.1000000448,2.2000000032,0.19999999872000002,0.39999998880000004,4.999999968]
[2000,5,2,"2000-05-02",0,9.9999999360000008E-2,9.9999999360000008E-2,0,0,0,9.9999999360000008E-2,0,0,0,0,0,0.49999999680000001]
[2000,5,7,"2000-05-07",0.39999998880000004,4.6999999872,0.19999999872000002,0.90000002879999996,0.60000000480000004,0.10022399999999999,0.39999998880000004,0,1.3999999392,5.5999995839999999,0,0,0]
[2000,5,9,"2000-05-09",1.3000000176000002,0,0,0,0.60000000480000004,0,9.9999999360000008E-2,0,9.9999999360000008E-2,0.39999998880000004,0.70000001280000002,1.7000000927999999,0]
[2000,5,14,"2000-05-14",0,0,0,0,0,0.10022399999999999,0,0.60000000480000004,0,0,1.3999999392,0.99999999360000003,0]
[2000,5,19,"2000-05-19",2.6000000352000003,5.8000000320000007,1.7999999711999999,3.7000000800000001,1.7999999711999999,1.39968,0.99999999360000003,1.3999999392,2.9000000160000003,2.2999999680000003,0.19999999872000002,0.60000000480000004,1.7999999711999999]
[2000,5,24,"2000-05-24",9.5999999039999988,8.1,9.999999936,10.399999967999999,9.8000003519999996,11.404800000000002,9.3999999744,10.8,8.3000004480000005,8.9000000640000003,11.699999424000001,11.899999871999999,6.9000003359999997]
[2000,5,25,"2000-05-25",1.9999999872000001,1.3000000176000002,0,1.3999999392,2.4000000192000002,0.59961599999999993,2.0999999520000001,1.5999999552000002,1.3000000176000002,1.7000000927999999,1.2000000096000001,1.2000000096000001,3.1999999104000003]
[2000,5,31,"2000-05-31",9.9999999360000008E-2,0,9.9999999360000008E-2,9.9999999360000008E-2,9.9999999360000008E-2,0,0,0,0,9.9999999360000008E-2,9.9999999360000008E-2,9.9999999360000008E-2,6.1000002719999999]
[2000,6,5,"2000-06-05",0.90000002879999996,0,0,0,0,0,0,0,0,9.9999999360000008E-2,0,0,0]
[2000,6,10,"2000-06-10",0,0,0,0,0,0,0,0,0,0,0,0,0]
[2000,6,13,"2000-06-13",0,0,0,0,0,0,0,0,0,0,0,0,0]
[2000,6,17,"2000-06-17",0,0,0,0,0,0,0,0,0,0,0,0,0]
[2000,6,22,"2000-06-22",0.90000002879999996,9.9999999360000008E-2,0.49999999680000001,0,9.9999999360000008E-2,0.400032,0,0.90000002879999996,0.79999997760000008,0,0.60000000480000004,0.90000002879999996,2.7]
[2000,6,27,"2000-06-27",0,0,0,0,0,0,0,0,0,0,0,0,0]
[2000,7,1,"2000-07-01",0.99999999360000003,0.79999997760000008,0.79999997760000008,9.9999999360000008E-2,1.5000000767999999,0.10022399999999999,0.30000000671999999,0.60000000480000004,9.9999999360000008E-2,0.70000001280000002,0.49999999680000001,1.1000000448,0.49999999680000001]
[2000,7,4,"2000-07-04",23.60000016,3.3000000479999998,9.7000001279999992,1.9000001088,21.799998720000001,19.267199999999999,13.900000032000001,42.699999744000003,12.399999264,7.1999997120000003,40.899999168000001,37.000000800000002,0.39999998880000004]
[2000,7,9,"2000-07-09",3.0000000672000002,4.100000112,13.40000064,0.49999999680000001,1.9999999872000001,7.89696,2.9000000160000003,3.4999998911999999,3.5999999423999998,3.7000000800000001,1.5000000767999999,1.5000000767999999,4.5000001439999995]
[2000,7,14,"2000-07-14",0.39999998880000004,0.39999998880000004,0,0.19999999872000002,0.79999997760000008,0.29980799999999996,0,0,1.1000000448,0.99999999360000003,0,0,3.4000000992000001]
[2000,7,15,"2000-07-15",0.19999999872000002,0.19999999872000002,0,9.9999999360000008E-2,1.9000001088,0,0,0,0,0.79999997760000008,0,0,1.7000000927999999]
[2000,7,19,"2000-07-19",0,0,0,0,0,0,0,0,0,0,0,0,9.9999999360000008E-2]
[2000,7,26,"2000-07-26",9.9999999360000008E-2,0,0,0,0,0,0,0,0,0,0,0,0]
[2000,7,31,"2000-07-31",0,0,0,0,0,0,0,0,0,0,0,0,0.30000000671999999]
[2000,8,1,"2000-08-01",0,0,0,0,0,0,0,0,0,0,0,9.9999999360000008E-2,0]
[2000,8,6,"2000-08-06",0,0,0,0,0,0,0,0,0,0,0,0,0]
[2000,8,12,"2000-08-12",0,0,0,0,0,0,0,0,0,0,0,0,0]
[2000,8,17,"2000-08-17",0,0,1.2000000096000001,0,0,1.7971200000000001,0.19999999872000002,0.60000000480000004,0,0,0,0,0]
[2000,8,18,"2000-08-18",2.6000000352000003,0.60000000480000004,0.99999999360000003,1.7999999711999999,0.99999999360000003,1.9958399999999998,0.19999999872000002,1.1000000448,0.79999997760000008,0.30000000671999999,0,0.30000000671999999,12.200000544]
[2000,8,23,"2000-08-23",0,0,0,0,0,0,0,0,0,0,0,0,0]
[2000,8,29,"2000-08-29",0,0,0,0,0,0,0,0,0.99999999360000003,0,0,0,9.9999999360000008E-2]
[2000,9,3,"2000-09-03",0,0,0,0,0,0,0,0,0,0,0,0,0]
[2000,9,4,"2000-09-04",0,0,0,0,0,0,0,0,0,0,0,0,0]
[2000,9,9,"2000-09-09",0,0,0,0,0,0,0,0,0,0,0,0,0.19999999872000002]
[2000,9,12,"2000-09-12",0,0,0,0,0,0,0,0,0,0,0,0,0]
[2000,9,20,"2000-09-20",0,0,0.30000000671999999,0,0,1.50336,0.19999999872000002,1.3000000176000002,0,0,9.9999999360000008E-2,0,0]
[2000,9,21,"2000-09-21",1.1000000448,0.19999999872000002,9.9999999360000008E-2,0.39999998880000004,0.30000000671999999,0.10022399999999999,0.30000000671999999,0.49999999680000001,0.60000000480000004,0.19999999872000002,0.60000000480000004,1.2000000096000001,9.9999999360000008E-2]
[2000,9,26,"2000-09-26",0.70000001280000002,0.19999999872000002,0.39999998880000004,1.3999999392,0.49999999680000001,1.5983999999999998,2.7,1.7999999711999999,0.39999998880000004,9.9999999360000008E-2,3.0000000672000002,3.4000000992000001,0]
[2000,9,30,"2000-09-30",0,0,0,0,0,0,0,0,0,0,0,0,9.9999999360000008E-2]
[2000,10,7,"2000-10-07",11.500000704,8.6999999615999997,9.3999999744,17.100000288,13.600000223999999,8.7263999999999999,8.9000000640000003,9.3999999744,6.2999997695999994,10.699999776,9.7000001279999992,10.399999967999999,2.7999998784]
[2000,10,8,"2000-10-08",0,0.39999998880000004,0,0,0,0,9.9999999360000008E-2,0,0,0,0,0,0.19999999872000002]
[2000,10,13,"2000-10-13",0,0,0,0,0,0,0,0,0,0,0,9.9999999360000008E-2,0]
[2000,10,18,"2000-10-18",5.4999997056000005,3.4999998911999999,3.4999998911999999,11.800000511999999,7.7999998464000004,3.4992000000000001,4.6999999872,3.5999999423999998,5.4999997056000005,6.6000000959999996,4.4000000064,4.5000001439999995,1.3000000176000002]
[2000,10,23,"2000-10-23",0.99999999360000003,3.1999999104000003,1.5999999552000002,1.2000000096000001,1.1000000448,1.09728,1.1000000448,1.9000001088,1.5999999552000002,1.5999999552000002,1.7000000927999999,1.7000000927999999,0.70000001280000002]
[2000,10,25,"2000-10-25",0,0,0,0,0,0,9.9999999360000008E-2,0,0,0,0,0,1.3999999392]
[2000,10,30,"2000-10-30",12.599999712000001,14.300000064000001,0.99999999360000003,27.700000703999997,15.900000191999998,2.7993600000000001,4.999999968,2.9000000160000003,8.7999998399999999,6.2999997695999994,4.999999968,8.9000000640000003,1.9000001088]
[2000,11,4,"2000-11-04",3.4999998911999999,0.30000000671999999,0,1.2000000096000001,1.5000000767999999,0.400032,0.49999999680000001,1.1000000448,0.99999999360000003,1.3999999392,1.7000000927999999,1.9000001088,9.9999999360000008E-2]
[2000,11,6,"2000-11-06",28.300000319999999,15.299999712,6.3999996479999997,11.200000032,26.200000800000002,10.1952,10.500000192,12.100000319999999,12.900000384,5.1000000191999995,12.599999712000001,11.800000511999999,15.700000608]
[2000,11,11,"2000-11-11",11.300000255999999,8.7999998399999999,5.6999998080000003,17.300000736000001,9.3000000959999998,10.8,10.200000038399999,16.799999616000001,11.699999424000001,5.8000000320000007,11.800000511999999,16.400000448,6.2999997695999994]
[2000,11,16,"2000-11-16",1.7999999711999999,3.4000000992000001,0.30000000671999999,1.7999999711999999,1.7000000927999999,0.69984000000000002,2.2000000032,0.39999998880000004,1.5000000767999999,1.9999999872000001,0.79999997760000008,1.1000000448,2.2000000032]
[2000,11,21,"2000-11-21",17.100000288,11.699999424000001,3.4000000992000001,11.800000511999999,13.600000223999999,6.2985599999999993,8.5999999103999993,9.1000005119999994,10.399999967999999,10.8,9.3999999744,11.500000704,4.999999968]
[2000,11,24,"2000-11-24",1.5000000767999999,0.60000000480000004,0.90000002879999996,4.6999999872,1.1000000448,1.09728,0.99999999360000003,1.9000001088,0.39999998880000004,1.3999999392,1.5000000767999999,1.7999999711999999,1.7999999711999999]
[2000,11,28,"2000-11-28",9.9999999360000008E-2,0,0.99999999360000003,0,9.9999999360000008E-2,1.20096,0.90000002879999996,1.3999999392,0,0,0.60000000480000004,0.99999999360000003,0]
[2000,12,3,"2000-12-03",9.000000287999999,3.4999998911999999,3.0000000672000002,5.8000000320000007,6.8000001984000003,4.8038400000000001,6.1000002719999999,12.500000352000001,4.9000001759999998,2.2000000032,6.4999998720000001,8.2000002240000001,9.9999999360000008E-2]
[2000,12,8,"2000-12-08",9.8999997120000014,8.2000002240000001,2.4000000192000002,2.6000000352000003,3.5999999423999998,4.0003200000000003,4.8000000384000003,5.5999995839999999,6.2999997695999994,9.000000287999999,7.4000001600000003,8.1,0.30000000671999999]
[2000,12,13,"2000-12-13",0.70000001280000002,0.90000002879999996,9.9999999360000008E-2,0.90000002879999996,0.60000000480000004,0.69984000000000002,2.4000000192000002,2.2000000032,0.90000002879999996,9.9999999360000008E-2,1.5000000767999999,1.2000000096000001,9.9999999360000008E-2]
[2000,12,17,"2000-12-17",0.49999999680000001,0.30000000671999999,0.19999999872000002,0.19999999872000002,0.70000001280000002,0.19958399999999998,0.79999997760000008,0.49999999680000001,0.19999999872000002,9.9999999360000008E-2,0.30000000671999999,0.39999998880000004,9.9999999360000008E-2]
[2000,12,20,"2000-12-20",0,0,0,0,0,0,0,0,0,0,0,0,0]
[2000,12,25,"2000-12-25",0,0.19999999872000002,0.30000000671999999,0.39999998880000004,0.30000000671999999,0.19958399999999998,0,0.30000000671999999,0,9.9999999360000008E-2,0.49999999680000001,0.49999999680000001,0.70000001280000002]
[2000,12,30,"2000-12-30",0,0,0,0,0,0,0,0,0,0,0,0,1.7999999711999999]
[2000,12,31,"2000-12-31",12.999999744,4.9000001759999998,3.4999998911999999,15.100000128,14.500000512,6.6009599999999997,7.1999997120000003,12.000000096000001,6.0000001344000005,3.3000000479999998,11.399999616000001,15.700000608,10.300000089599999]
[2001,1,6,"2001-01-06",2.0999999520000001,0,0.70000001280000002,2.7,2.6000000352000003,0.70000001280000002,1.1000000448,0.60000000480000004,0,0.39999998880000004,1.5999999552000002,2.4000000192000002,9.9999999360000008E-2]
[2001,1,11,"2001-01-11",9.9999999360000008E-2,0,0,0,0,0,0.19999999872000002,9.9999999360000008E-2,0,0,0,0,0]
[2001,1,16,"2001-01-16",0,0,0,0,0,0,0,0,0,0,0,0,9.9999999360000008E-2]
[2001,1,18,"2001-01-18",0,0,0,0,0,0,0,0,0,0,0,0,0.19999999872000002]
[2001,1,23,"2001-01-23",13.800000671999999,13.200000191999999,9.5000000256000003,12.200000544,12.399999264,13.200000191999999,15.399999072000002,19.799999424000003,10.899999360000001,9.000000287999999,24.400001088,22.500001152000003,7.6999999680000002]
[2001,1,28,"2001-01-28",0,0,0,0,0,0,9.9999999360000008E-2,0,0,9.9999999360000008E-2,0,0,0.19999999872000002]
[2001,2,2,"2001-02-02",5.8000000320000007,6.2999997695999994,3.9999999744000001,6.1000002719999999,6.8000001984000003,4.5000001439999995,3.1999999104000003,5.3000002080000002,3.7000000800000001,4.5000001439999995,4.4000000064,6.1999997184,5.4]
[2001,2,3,"2001-02-03",4.5000001439999995,3.3000000479999998,6.1999997184,5.2000000704000007,4.1999999040000002,6.1999997184,3.5999999423999998,5.1000000191999995,4.100000112,6.0000001344000005,4.9000001759999998,5.5999995839999999,7.8999998976000008]
[2001,2,10,"2001-02-10",2.9000000160000003,2.2000000032,0.70000001280000002,4.8000000384000003,2.4000000192000002,1.3999999392,1.5000000767999999,2.2000000032,1.3999999392,0.70000001280000002,2.2000000032,3.8000001312,1.2000000096000001]
[2001,2,14,"2001-02-14",0,0,0,0,0,9.9999999360000008E-2,9.9999999360000008E-2,0,0,9.9999999360000008E-2,0,0,0]
[2001,2,19,"2001-02-19",0,0,0,0,0,0,0,0,0,0,0,0,9.9999999360000008E-2]
[2001,2,20,"2001-02-20",0,0,0,0,0,0,0,0,0,0,0,0,0]
[2001,2,24,"2001-02-24",0.39999998880000004,0,1.9999999872000001,0.49999999680000001,0.49999999680000001,1.9000001088,0.30000000671999999,0.49999999680000001,9.9999999360000008E-2,0,0.19999999872000002,0.49999999680000001,1.7000000927999999]
[2001,3,3,"2001-03-03",0,0,9.9999999360000008E-2,9.9999999360000008E-2,0,0,0,0.19999999872000002,0,9.9999999360000008E-2,0,0,0]
[2001,3,8,"2001-03-08",12.699999935999999,14.199999839999998,10.600000416,14.199999839999998,14.599999872,11.600000064000001,14.399999424000001,12.299999904,12.200000544,14.100000479999999,13.699999584,13.800000671999999,18.099999936]
[2001,3,9,"2001-03-09",0.19999999872000002,9.9999999360000008E-2,9.9999999360000008E-2,0.39999998880000004,0.60000000480000004,9.9999999360000008E-2,9.9999999360000008E-2,0.19999999872000002,0,9.9999999360000008E-2,9.9999999360000008E-2,0.19999999872000002,2.4000000192000002]
[2001,3,14,"2001-03-14",0.30000000671999999,9.9999999360000008E-2,9.9999999360000008E-2,0.39999998880000004,0.19999999872000002,9.9999999360000008E-2,0.30000000671999999,0.60000000480000004,0.30000000671999999,0.30000000671999999,0.70000001280000002,0.90000002879999996,0]
[2001,3,20,"2001-03-20",9.7000001279999992,9.999999936,10.899999360000001,11.600000064000001,12.200000544,10.600000416,11.600000064000001,13.600000223999999,10.600000416,8.7999998399999999,12.200000544,13.699999584,0.30000000671999999]
[2001,3,25,"2001-03-25",0,0,0,0.19999999872000002,0,9.9999999360000008E-2,0,0.30000000671999999,0.30000000671999999,0,9.9999999360000008E-2,0.19999999872000002,0.30000000671999999]
[2001,3,26,"2001-03-26",0,0.39999998880000004,9.9999999360000008E-2,0.30000000671999999,0,0,0,0,0,0.39999998880000004,0,0,0]
[2001,3,31,"2001-03-31",0,0,0,9.9999999360000008E-2,9.9999999360000008E-2,0,0,9.9999999360000008E-2,0,0,0,0.19999999872000002,0]
[2001,4,6,"2001-04-06",1.3999999392,0.49999999680000001,1.5999999552000002,3.5999999423999998,2.7999998784,0.90000002879999996,0.39999998880000004,0.49999999680000001,1.2000000096000001,0.39999998880000004,0.19999999872000002,0.79999997760000008,1.1000000448]
[2001,4,11,"2001-04-11",0,0,0,0,9.9999999360000008E-2,0,0,0,0,0,0,0,0]
[2001,4,12,"2001-04-12",0,0,0,9.9999999360000008E-2,0,0,0,0,0,0,0,0,0]
[2001,4,17,"2001-04-17",2.2000000032,1.5999999552000002,0.99999999360000003,2.499999984,2.4000000192000002,1.1000000448,1.5000000767999999,1.9999999872000001,1.5999999552000002,1.2000000096000001,1.7000000927999999,2.0999999520000001,6.2999997695999994]
[2001,4,20,"2001-04-20",3.8999999232000002,3.0000000672000002,0.39999998880000004,6.4999998720000001,3.8000001312,1.2000000096000001,3.0999998592,0.60000000480000004,3.0999998592,3.9999999744000001,1.3000000176000002,1.5000000767999999,0.90000002879999996]
[2001,4,28,"2001-04-28",0.39999998880000004,0.39999998880000004,6.1000002719999999,0,0,4.1999999040000002,3.4000000992000001,4.4000000064,2.2000000032,0,1.7000000927999999,1.7000000927999999,0.90000002879999996]
[2001,4,29,"2001-04-29",6.3999996479999997,4.8000000384000003,7.4000001600000003,2.4000000192000002,2.0999999520000001,4.5999999360000006,4.4000000064,6.3999996479999997,4.2999999551999997,4.1999999040000002,3.4999998911999999,3.9999999744000001,5.5999995839999999]
[2001,5,4,"2001-05-04",0,0,0,9.9999999360000008E-2,0,0,0,0,9.9999999360000008E-2,0,0,0,0]
[2001,5,9,"2001-05-09",5.4,0.39999998880000004,6.9000003359999997,9.9999999360000008E-2,4.100000112,9.1999998720000011,7.8999998976000008,3.1999999104000003,1.9000001088,0,0.30000000671999999,9.9999999360000008E-2,0]
[2001,5,13,"2001-05-13",0,0,0.30000000671999999,0,0,0.39999998880000004,0,0.30000000671999999,0,1.1000000448,0,0,0]
[2001,5,16,"2001-05-16",2.2000000032,1.9000001088,7.0999998336000001,5.4,3.4000000992000001,3.4000000992000001,2.2000000032,3.0000000672000002,2.2999999680000003,2.2999999680000003,3.0999998592,4.1999999040000002,3.3000000479999998]
[2001,5,21,"2001-05-21",0,0,0,0,0,0,0,0,0,0,0,0,0]
[2001,5,26,"2001-05-26",0,0,0,0,0,0,0,0,0,0,0,0,0]
[2001,5,31,"2001-05-31",0,0,0,0,0,0,0,0,0,0,0,0,0.39999998880000004]
[2001,6,2,"2001-06-02",1.1000000448,2.7,9.9999999360000008E-2,1.9000001088,1.1000000448,0,0.30000000671999999,9.9999999360000008E-2,1.1000000448,0.30000000671999999,9.9999999360000008E-2,0.39999998880000004,2.2999999680000003]
[2001,6,7,"2001-06-07",0.70000001280000002,0.79999997760000008,0,2.2000000032,1.3999999392,9.9999999360000008E-2,1.1000000448,1.7000000927999999,0.70000001280000002,2.0999999520000001,4.100000112,2.2999999680000003,0.39999998880000004]
[2001,6,12,"2001-06-12",0,0,0,0,0,0,0,0,0,0,0,0,0]
[2001,6,14,"2001-06-14",0.39999998880000004,1.3999999392,1.7999999711999999,2.7,1.9000001088,9.9999999360000008E-2,9.9999999360000008E-2,1.1000000448,9.9999999360000008E-2,3.3000000479999998,0.70000001280000002,0.90000002879999996,7.1999997120000003]
[2001,6,19,"2001-06-19",0,0,0,0,0,0,0,0,0,0,0,0,0]
[2001,6,24,"2001-06-24",0,0,0,0,0,0,0,0,0,0,0,0,0]
[2001,6,29,"2001-06-29",0,0,0,0,0,0,0,0,0,0,0,0,0]
[2001,7,4,"2001-07-04",0,0,0,0,0,0.19999999872000002,0,0,0,0,0,0,0]
[2001,7,7,"2001-07-07",3.8999999232000002,4.5000001439999995,9.9999999360000008E-2,2.499999984,4.4000000064,0.19999999872000002,0.99999999360000003,4.6999999872,2.9000000160000003,12.000000096000001,2.6000000352000003,5.5999995839999999,13.299999551999999]
[2001,7,11,"2001-07-11",0.90000002879999996,0,0,1.2000000096000001,0.39999998880000004,9.9999999360000008E-2,0.49999999680000001,0.19999999872000002,0,9.9999999360000008E-2,9.9999999360000008E-2,0.60000000480000004,1.5000000767999999]
[2001,7,16,"2001-07-16",0,9.9999999360000008E-2,0,0,0,0,9.9999999360000008E-2,0,0.79999997760000008,0,0,0,2.7]
[2001,7,21,"2001-07-21",9.9999999360000008E-2,0,0,0.99999999360000003,0.19999999872000002,0,0,0,0,0,0,0,0]
[2001,7,25,"2001-07-25",0,0,0,0,0,0,0,0,0,9.9999999360000008E-2,0,0,0]
[2001,7,28,"2001-07-28",0,0,0,0,0,0,0,0,0,0,0,0,0]
[2001,8,2,"2001-08-02",24.900000480000003,8.5000000320000009,9.000000287999999,8.7999998399999999,10.699999776,10.899999360000001,9.5999999039999988,9.1000005119999994,7.9999997760000001,21.000000384,20.100000959999999,17.199999647999999,5.5999995839999999]
[2001,8,7,"2001-08-07",8.1,3.3000000479999998,3.3000000479999998,12.500000352000001,9.000000287999999,2.2999999680000003,5.5999995839999999,3.3000000479999998,4.6999999872,3.8000001312,7.2999999359999999,8.1,0.60000000480000004]
[2001,8,8,"2001-08-08",6.4999998720000001,0.49999999680000001,1.2000000096000001,7.5000003840000007,4.1999999040000002,0.99999999360000003,3.1999999104000003,2.7,2.7999998784,4.5000001439999995,4.5000001439999995,10.200000038399999,0.79999997760000008]
[2001,8,14,"2001-08-14",0,0,0,0,0,0,0,0,0,0,0,0,0]
[2001,8,19,"2001-08-19",1.7000000927999999,2.0999999520000001,2.9000000160000003,1.9000001088,2.0999999520000001,3.1999999104000003,3.0999998592,3.8000001312,0.99999999360000003,1.1000000448,6.9999997823999998,6.4999998720000001,4.100000112]
[2001,8,24,"2001-08-24",0,0,0,0,0,0,0,0,0,0,0,0,0]
[2001,8,25,"2001-08-25",0.90000002879999996,0,0.30000000671999999,0,0,0.19999999872000002,9.9999999360000008E-2,0.49999999680000001,0,1.7000000927999999,0,0,0]
[2001,8,31,"2001-08-31",3.0000000672000002,0.79999997760000008,5.2000000704000007,0.90000002879999996,6.2999997695999994,6.1000002719999999,2.4000000192000002,3.0000000672000002,0.70000001280000002,0.19999999872000002,4.100000112,2.7999998784,9.9999999360000008E-2]
[2001,9,5,"2001-09-05",2.7,9.8000003519999996,4.5999999360000006,3.0999998592,2.7999998784,6.8000001984000003,2.7999998784,2.7,5.4,13.999999392000001,2.499999984,2.0999999520000001,7.9999997760000001]
[2001,9,10,"2001-09-10",0,9.9999999360000008E-2,0,0,0,0,0,0,0,0.30000000671999999,0,0,3.0999998592]
[2001,9,11,"2001-09-11",0,0,0,0,0,0,0,0,0,9.9999999360000008E-2,0,0,0.39999998880000004]
[2001,9,18,"2001-09-18",27.800000064000002,35.500000896000003,11.800000511999999,32.800000896,23.500000799999999,12.999999744,20.600000352000002,21.499998911999999,26.400000383999998,32.199998688000001,16.299999360000001,18.300000384000001,17.899999487999999]
[2001,9,22,"2001-09-22",9.9999999360000008E-2,9.9999999360000008E-2,0,0.49999999680000001,9.9999999360000008E-2,0,0,0,0,0.60000000480000004,0,0,0.39999998880000004]
[2001,9,27,"2001-09-27",0.19999999872000002,0,0.30000000671999999,0.60000000480000004,0.30000000671999999,1.3999999392,9.9999999360000008E-2,0.19999999872000002,9.9999999360000008E-2,9.9999999360000008E-2,9.9999999360000008E-2,9.9999999360000008E-2,0.60000000480000004]
[2001,9,28,"2001-09-28",10.300000089599999,4.1999999040000002,7.0999998336000001,6.1000002719999999,7.6999999680000002,11.800000511999999,15.999999552,12.699999935999999,6.3999996479999997,1.7000000927999999,10.999999583999999,12.100000319999999,0]
[2001,10,2,"2001-10-02",4.2999999551999997,4.4000000064,2.2999999680000003,0.30000000671999999,2.2999999680000003,1.7000000927999999,1.5000000767999999,2.7,2.7999998784,5.5999995839999999,3.9999999744000001,3.8000001312,0.99999999360000003]
[2001,10,9,"2001-10-09",0,0,0.30000000671999999,9.9999999360000008E-2,0.19999999872000002,9.9999999360000008E-2,0,0,0,9.9999999360000008E-2,0,0,0]
[2001,10,14,"2001-10-14",10.200000038399999,7.8999998976000008,0.99999999360000003,17.800000128000001,14.800000320000001,1.9999999872000001,3.9999999744000001,2.7999998784,6.6000000959999996,8.3000004480000005,3.8000001312,6.4999998720000001,0.90000002879999996]
[2001,10,15,"2001-10-15",3.8000001312,2.4000000192000002,0.90000002879999996,1.7000000927999999,2.7,1.2000000096000001,4.1999999040000002,2.2999999680000003,2.2000000032,1.1000000448,2.2999999680000003,4.1999999040000002,2.2999999680000003]
[2001,10,20,"2001-10-20",6.0000001344000005,35.299998719999998,6.2999997695999994,18.000000575999998,5.4999997056000005,8.3999998080000005,7.4000001600000003,9.1999998720000011,16.89999984,16.2,4.2999999551999997,5.4,16.89999984]
[2001,10,25,"2001-10-25",0.19999999872000002,0,9.9999999360000008E-2,0,9.9999999360000008E-2,0,0,0.30000000671999999,9.9999999360000008E-2,0,0,0.19999999872000002,9.9999999360000008E-2]
[2001,10,31,"2001-10-31",0,0,0,0,0,0,0,0,0,0,0,0,0]
[2001,11,1,"2001-11-01",0,0,0,0,0,0,9.9999999360000008E-2,0,0,0.19999999872000002,9.9999999360000008E-2,9.9999999360000008E-2,0]
[2001,11,6,"2001-11-06",0.39999998880000004,0.49999999680000001,1.2000000096000001,0.49999999680000001,0.60000000480000004,1.2000000096000001,0.90000002879999996,1.3000000176000002,0.19999999872000002,4.1999999040000002,0.19999999872000002,0.30000000671999999,9.9999999360000008E-2]
[2001,11,12,"2001-11-12",2.2000000032,1.9999999872000001,2.0999999520000001,2.7999998784,2.6000000352000003,2.499999984,1.1000000448,1.2000000096000001,2.2000000032,2.0999999520000001,0.99999999360000003,0.99999999360000003,2.9000000160000003]
[2001,11,17,"2001-11-17",0.60000000480000004,0.49999999680000001,1.3999999392,0.70000001280000002,9.9999999360000008E-2,2.2999999680000003,2.7999998784,1.7999999711999999,1.3999999392,0.70000001280000002,2.0999999520000001,2.0999999520000001,0.30000000671999999]
[2001,11,18,"2001-11-18",1.3000000176000002,7.0999998336000001,1.3000000176000002,2.7,0.99999999360000003,1.7000000927999999,1.5999999552000002,1.2000000096000001,4.6999999872,2.499999984,1.7999999711999999,1.7999999711999999,1.7999999711999999]
[2001,11,23,"2001-11-23",0.49999999680000001,0.99999999360000003,0.19999999872000002,1.7000000927999999,0.99999999360000003,0.30000000671999999,0.19999999872000002,0.30000000671999999,0.49999999680000001,1.2000000096000001,0,0.19999999872000002,1.7000000927999999]
[2001,11,26,"2001-11-26",9.9999999360000008E-2,0,0,0,9.9999999360000008E-2,0,9.9999999360000008E-2,0,0,0,0,0,0]
[2001,12,4,"2001-12-04",6.1000002719999999,3.8000001312,5.1000000191999995,6.9000003359999997,4.5000001439999995,6.0000001344000005,5.3000002080000002,8.5000000320000009,4.5000001439999995,4.999999968,5.6999998080000003,6.1000002719999999,0.60000000480000004]
[2001,12,5,"2001-12-05",1.7999999711999999,1.3999999392,0.60000000480000004,1.9999999872000001,1.9000001088,1.2000000096000001,1.2000000096000001,2.4000000192000002,9.9999999360000008E-2,0.70000001280000002,1.9999999872000001,2.2000000032,2.7]
[2001,12,10,"2001-12-10",0,0,0,0,0,0,0,0,0,0,0,0,0]
[2001,12,15,"2001-12-15",0.19999999872000002,0.60000000480000004,0,2.0999999520000001,0.70000001280000002,9.9999999360000008E-2,9.9999999360000008E-2,0,9.9999999360000008E-2,0.70000001280000002,0,9.9999999360000008E-2,0.90000002879999996]
[2001,12,19,"2001-12-19",1.3999999392,1.3999999392,0.90000002879999996,1.5999999552000002,1.3000000176000002,1.3999999392,1.3000000176000002,1.3999999392,0.79999997760000008,0.79999997760000008,1.5000000767999999,1.1000000448,2.499999984]
[2001,12,22,"2001-12-22",0,0,0,0,0,0,0,0,0,0,0,0,3.8999999232000002]
[2001,12,27,"2001-12-27",0.49999999680000001,0,0,0.70000001280000002,0.99999999360000003,0,0,0,0,0,9.9999999360000008E-2,0.19999999872000002,1.5999999552000002]
[2002,1,1,"2002-01-01",0,0,0,0,0,9.9999999360000008E-2,9.9999999360000008E-2,0.19999999872000002,0,0,0,0,9.9999999360000008E-2]
[2002,1,6,"2002-01-06",0.19999999872000002,0,0.19999999872000002,0,9.9999999360000008E-2,0.39999998880000004,0,0.49999999680000001,0,0,0.49999999680000001,0.19999999872000002,0.19999999872000002]
[2002,1,8,"2002-01-08",0,0,0,0,0,0,0,0,0,9.9999999360000008E-2,0,0,0]
[2002,1,13,"2002-01-13",0.49999999680000001,0,0,9.9999999360000008E-2,0.49999999680000001,0,0.19999999872000002,0.19999999872000002,0,0.19999999872000002,0.60000000480000004,0.49999999680000001,0]
[2002,1,18,"2002-01-18",2.2999999680000003,1.7000000927999999,1.3999999392,3.0000000672000002,1.9999999872000001,1.9999999872000001,2.4000000192000002,3.1999999104000003,0.90000002879999996,0.90000002879999996,2.2000000032,2.6000000352000003,1.9000001088]
[2002,1,23,"2002-01-23",6.2999997695999994,6.3999996479999997,4.9000001759999998,5.9000002559999993,5.3000002080000002,6.6000000959999996,6.0000001344000005,5.8000000320000007,5.8000000320000007,3.5999999423999998,5.4999997056000005,7.5000003840000007,4.1999999040000002]
[2002,1,24,"2002-01-24",9.9999999360000008E-2,0.79999997760000008,9.9999999360000008E-2,0.60000000480000004,9.9999999360000008E-2,9.9999999360000008E-2,0.39999998880000004,0,0.79999997760000008,0.49999999680000001,9.9999999360000008E-2,9.9999999360000008E-2,1.1000000448]
[2002,1,30,"2002-01-30",0.19999999872000002,0.79999997760000008,0,1.1000000448,0.79999997760000008,0,0.30000000671999999,0.60000000480000004,0.79999997760000008,0.60000000480000004,0.90000002879999996,1.2000000096000001,6.1000002719999999]
[2002,2,4,"2002-02-04",12.999999744,9.7000001279999992,9.5000000256000003,10.699999776,11.200000032,11.300000255999999,14.699999232,19.400000255999998,10.200000038399999,6.3999996479999997,16.700000255999999,21.69999936,5.1000000191999995]
[2002,2,9,"2002-02-09",1.2000000096000001,0,1.1000000448,3.4000000992000001,3.0000000672000002,0.49999999680000001,1.1000000448,0.70000001280000002,9.9999999360000008E-2,9.9999999360000008E-2,1.2000000096000001,2.2000000032,0.39999998880000004]
[2002,2,12,"2002-02-12",3.0000000672000002,0.49999999680000001,0,3.1999999104000003,3.0999998592,0,0.30000000671999999,0.39999998880000004,0.70000001280000002,0.30000000671999999,1.2000000096000001,1.9999999872000001,0]
[2002,2,16,"2002-02-16",0,0,0,0,0,0,0,0,0,0,0,0,0]
[2002,2,21,"2002-02-21",1.5000000767999999,0.99999999360000003,0.99999999360000003,3.1999999104000003,1.3000000176000002,1.2000000096000001,1.5999999552000002,2.6000000352000003,0.19999999872000002,1.1000000448,1.5000000767999999,1.5999999552000002,0.79999997760000008]
[2002,2,26,"2002-02-26",3.5999999423999998,1.7000000927999999,2.2999999680000003,5.1000000191999995,3.4000000992000001,3.5999999423999998,2.6000000352000003,3.0000000672000002,0.99999999360000003,1.9000001088,2.9000000160000003,2.6000000352000003,0]
[2002,3,2,"2002-03-02",0,0,0,0,0,0,0,0,0,0,0,0,0]
[2002,3,5,"2002-03-05",0,0,0,0,0,0,0,0,0,0,0,0,0]
[2002,3,10,"2002-03-10",0,0,1.3999999392,0,0,1.2000000096000001,0.19999999872000002,1.3999999392,0.19999999872000002,0,9.9999999360000008E-2,0.90000002879999996,0.19999999872000002]
[2002,3,15,"2002-03-15",2.6000000352000003,1.3999999392,3.0999998592,2.6000000352000003,3.0999998592,3.0000000672000002,2.4000000192000002,4.999999968,0.60000000480000004,1.9999999872000001,3.4000000992000001,3.8000001312,0.70000001280000002]
[2002,3,16,"2002-03-16",4.100000112,5.1000000191999995,4.4000000064,6.2999997695999994,6.4999998720000001,3.5999999423999998,2.2000000032,5.1000000191999995,2.2999999680000003,4.2999999551999997,4.100000112,4.1999999040000002,11.500000704]
[2002,3,20,"2002-03-20",1.3999999392,0.70000001280000002,1.2000000096000001,1.5999999552000002,1.7999999711999999,1.1000000448,0.90000002879999996,1.3999999392,0.70000001280000002,1.3999999392,1.3999999392,1.5999999552000002,4.2999999551999997]
[2002,3,27,"2002-03-27",0,0,0,0,0,0,9.9999999360000008E-2,0,0,0,0,0,0]
[2002,4,1,"2002-04-01",0,9.9999999360000008E-2,0,9.9999999360000008E-2,9.9999999360000008E-2,0,0,0,0.19999999872000002,0.30000000671999999,0,0,9.9999999360000008E-2]
[2002,4,2,"2002-04-02",0,0,0,0,0,0,0,9.9999999360000008E-2,0,0,0,0,0]
[2002,4,7,"2002-04-07",0,0,0,0,0,0,0,0,0,0,0,0,0]
[2002,4,13,"2002-04-13",0,0,0,0,9.9999999360000008E-2,0,0,0,0,0,0,0,0.79999997760000008]
[2002,4,18,"2002-04-18",1.5000000767999999,0,3.8000001312,0,0.19999999872000002,1.5999999552000002,0.99999999360000003,0.70000001280000002,1.1000000448,0,2.2999999680000003,4.6999999872,1.5000000767999999]
[2002,4,19,"2002-04-19",0.30000000671999999,0.49999999680000001,0,0.99999999360000003,1.2000000096000001,9.9999999360000008E-2,0,0,0,0.19999999872000002,9.9999999360000008E-2,9.9999999360000008E-2,9.9999999360000008E-2]
[2002,4,26,"2002-04-26",5.3000002080000002,4.9000001759999998,4.2999999551999997,4.5999999360000006,4.6999999872,4.999999968,4.2999999551999997,5.9000002559999993,3.0000000672000002,5.4999997056000005,5.5999995839999999,9.5000000256000003,3.4000000992000001]
[2002,4,30,"2002-04-30",15.000000768000001,10.899999360000001,5.6999998080000003,11.899999871999999,8.3000004480000005,4.8000000384000003,5.8000000320000007,4.999999968,7.9999997760000001,10.600000416,4.6999999872,8.3999998080000005,5.6999998080000003]
[2002,5,5,"2002-05-05",3.3000000479999998,5.4,1.3999999392,5.1000000191999995,2.7,2.4000000192000002,3.0000000672000002,1.9999999872000001,1.5000000767999999,3.4000000992000001,1.2000000096000001,1.7000000927999999,1.1000000448]
[2002,5,6,"2002-05-06",4.1999999040000002,3.4999998911999999,1.7000000927999999,3.9999999744000001,4.100000112,1.7000000927999999,2.0999999520000001,1.9000001088,5.6999998080000003,3.3000000479999998,2.7,4.100000112,0.30000000671999999]
[2002,5,11,"2002-05-11",0,0,0.19999999872000002,0.30000000671999999,0,0.30000000671999999,0.30000000671999999,3.0000000672000002,0,0.60000000480000004,2.2000000032,1.9000001088,0]
[2002,5,14,"2002-05-14",0,0,2.0999999520000001,0,0,2.0999999520000001,1.1000000448,1.5999999552000002,0,0,0.39999998880000004,9.9999999360000008E-2,1.1000000448]
[2002,5,22,"2002-05-22",1.2000000096000001,0.19999999872000002,0,9.9999999360000008E-2,0.70000001280000002,0,9.9999999360000008E-2,0.49999999680000001,9.9999999360000008E-2,0,9.9999999360000008E-2,0.19999999872000002,0.39999998880000004]
[2002,5,23,"2002-05-23",3.8999999232000002,0.60000000480000004,1.7000000927999999,3.4000000992000001,2.7999998784,3.1999999104000003,3.4000000992000001,6.1999997184,1.5000000767999999,1.2000000096000001,4.5000001439999995,5.8000000320000007,4.2999999551999997]
[2002,5,28,"2002-05-28",5.6999998080000003,2.2999999680000003,0.30000000671999999,4.4000000064,3.8999999232000002,1.5000000767999999,1.5999999552000002,2.0999999520000001,3.0999998592,1.5999999552000002,1.5000000767999999,3.4000000992000001,1.3000000176000002]
[2002,6,1,"2002-06-01",0,0,0,0,0,0,0,0,0,0,0,0,0]
[2002,6,8,"2002-06-08",0,0,0,9.9999999360000008E-2,0,0,0,0,0,0,9.9999999360000008E-2,0.19999999872000002,0]
[2002,6,9,"2002-06-09",5.2000000704000007,3.0000000672000002,2.6000000352000003,4.5000001439999995,4.6999999872,4.5000001439999995,3.8000001312,4.2999999551999997,3.8000001312,2.2000000032,3.0999998592,5.4,3.0999998592]
[2002,6,14,"2002-06-14",0.99999999360000003,0.49999999680000001,3.1999999104000003,7.4000001600000003,7.8999998976000008,4.5000001439999995,1.9999999872000001,4.8000000384000003,0.30000000671999999,1.5000000767999999,0.90000002879999996,1.5000000767999999,0.39999998880000004]
[2002,6,20,"2002-06-20",0,0,0,0.30000000671999999,0,0,0,9.9999999360000008E-2,0,0,0,0,0]
[2002,6,25,"2002-06-25",0,0,0,0,0,0,0,0,0,0,0,0,0]
[2002,6,26,"2002-06-26",0,0,0,0,0,0,0,0,0,0,0,0,0.19999999872000002]
[2002,7,1,"2002-07-01",1.3000000176000002,0.60000000480000004,2.4000000192000002,3.0000000672000002,1.5000000767999999,1.5000000767999999,2.4000000192000002,2.0999999520000001,0.19999999872000002,0.19999999872000002,1.9000001088,2.499999984,1.9000001088]
[2002,7,6,"2002-07-06",0.79999997760000008,0.19999999872000002,0.19999999872000002,0.39999998880000004,0.49999999680000001,0,0.19999999872000002,0,0,0,0,0.19999999872000002,0]
[2002,7,8,"2002-07-08",9.3999999744,1.7000000927999999,4.5000001439999995,3.4999998911999999,5.4999997056000005,8.7999998399999999,13.5,10.600000416,5.8000000320000007,4.4000000064,11.600000064000001,16.2,6.8000001984000003]
[2002,7,13,"2002-07-13",0,0,0,0,0,9.9999999360000008E-2,0,0,0,0,0,9.9999999360000008E-2,0]
[2002,7,18,"2002-07-18",0,0,0,0,0,0,0,0,0,0,0,0,0]
[2002,7,23,"2002-07-23",0,0.39999998880000004,0.30000000671999999,0.19999999872000002,0.19999999872000002,0.30000000671999999,0.19999999872000002,0.19999999872000002,0.49999999680000001,0,0,0,0.70000001280000002]
[2002,7,26,"2002-07-26",0,0,0,0,0,0,0,0,0,0,0,0,0]
[2002,7,30,"2002-07-30",9.999999936,5.9000002559999993,21.100001471999999,4.5000001439999995,5.9000002559999993,9.8999997120000014,7.8999998976000008,6.2999997695999994,6.6000000959999996,11.300000255999999,6.6000000959999996,6.6000000959999996,0.39999998880000004]
[2002,8,4,"2002-08-04",11.699999424000001,9.3999999744,9.000000287999999,9.9999999360000008E-2,0.70000001280000002,1.3999999392,2.0999999520000001,0.99999999360000003,0.49999999680000001,3.1999999104000003,0.30000000671999999,2.2000000032,18.499999968000001]
[2002,8,9,"2002-08-09",2.2999999680000003,6.1999997184,10.200000038399999,4.999999968,6.9000003359999997,12.000000096000001,13.800000671999999,5.5999995839999999,6.9999997823999998,4.100000112,19.400000255999998,20.300000544,4.5000001439999995]
[2002,8,14,"2002-08-14",0,0,0,0,0,0,0,0,0,0,0,0,0]
[2002,8,16,"2002-08-16",0,0,0,0,0,0,0,0,0,0,0,0,0]
[2002,8,21,"2002-08-21",0.79999997760000008,0,9.9999999360000008E-2,0,9.9999999360000008E-2,0.79999997760000008,0,0,0.39999998880000004,0,0,0,0]
[2002,8,26,"2002-08-26",9.9999999360000008E-2,0.49999999680000001,0,0,0,0.39999998880000004,0.79999997760000008,0.49999999680000001,0.39999998880000004,0,0.90000002879999996,0.19999999872000002,0.39999998880000004]
[2002,8,31,"2002-08-31",0,0,0,0,0,0,0,0,0,0,0,0,0]
[2002,9,1,"2002-09-01",0,0,0,0,0,0,0,0,0,0,0,0,0]
[2002,9,7,"2002-09-07",8.2000002240000001,8.3000004480000005,1.7000000927999999,11.300000255999999,8.5999999103999993,3.7000000800000001,3.9999999744000001,1.5999999552000002,6.0000001344000005,9.3999999744,3.3000000479999998,3.8999999232000002,0.79999997760000008]
[2002,9,12,"2002-09-12",0,0,0,0,0,0,9.9999999360000008E-2,0,0,0,0,0,0]
[2002,9,17,"2002-09-17",0,0,0,0,0,0,0,0,0,0.39999998880000004,0,0,0]
[2002,9,19,"2002-09-19",0,0,0,0,0,0,0.30000000671999999,0,0,0,0,0,0]
[2002,9,24,"2002-09-24",0,0,0,0,0,0,0,0,0,0,0,0,0.30000000671999999]
[2002,9,29,"2002-09-29",0,0,0,0,0,0,0,0,0,0,0,0,0]
[2002,10,4,"2002-10-04",0,0,0,0,9.9999999360000008E-2,0,0,0,0,0,0,0,0]
[2002,10,5,"2002-10-05",0,0,0,9.9999999360000008E-2,0,0,0,0.30000000671999999,0,0.30000000671999999,9.9999999360000008E-2,0.19999999872000002,3.0000000672000002]
[2002,10,12,"2002-10-12",2.2000000032,5.5999995839999999,3.8000001312,2.7999998784,0.60000000480000004,3.5999999423999998,3.4999998911999999,2.499999984,3.0000000672000002,1.5999999552000002,2.6000000352000003,2.7999998784,6.1999997184]
[2002,10,16,"2002-10-16",0.19999999872000002,9.9999999360000008E-2,0,0,0.19999999872000002,0,0,0,0,0.30000000671999999,0,0,3.9999999744000001]
[2002,10,21,"2002-10-21",8.5999999103999993,5.3000002080000002,7.0999998336000001,11.300000255999999,12.100000319999999,6.1999997184,6.1000002719999999,10.200000038399999,6.9999997823999998,4.1999999040000002,6.70000032,9.8999997120000014,6.4999998720000001]
[2002,10,22,"2002-10-22",7.7999998464000004,6.2999997695999994,6.3999996479999997,6.1999997184,3.7000000800000001,6.1999997184,9.8999997120000014,10.399999967999999,10.200000038399999,3.8999999232000002,10.10000016,12.999999744,3.0000000672000002]
[2002,10,26,"2002-10-26",14.500000512,5.9000002559999993,5.3000002080000002,11.200000032,16.600000896000001,5.4,5.3000002080000002,7.8999998976000008,4.2999999551999997,4.1999999040000002,6.1999997184,10.699999776,3.1999999104000003]
[2002,11,2,"2002-11-02",12.299999904,9.5000000256000003,12.299999904,10.8,13.699999584,10.899999360000001,10.899999360000001,13.5,9.3000000959999998,11.399999616000001,11.600000064000001,15.100000128,17.899999487999999]
[2002,11,7,"2002-11-07",0,0,0.30000000671999999,0,9.9999999360000008E-2,9.9999999360000008E-2,0.99999999360000003,1.9999999872000001,0,0.49999999680000001,0.90000002879999996,1.1000000448,0]
[2002,11,8,"2002-11-08",8.7999998399999999,8.1,5.3000002080000002,11.800000511999999,11.399999616000001,7.0999998336000001,7.9999997760000001,10.300000089599999,6.9999997823999998,7.7999998464000004,8.6999999615999997,9.3999999744,14.599999872]
[2002,11,13,"2002-11-13",16.099999776000001,16.099999776000001,11.200000032,8.1,10.200000038399999,14.899999680000001,17.100000288,20.300000544,18.099999936,6.9000003359999997,19.199999807999998,21.799998720000001,4.8000000384000003]
[2002,11,19,"2002-11-19",0,0,0,0.19999999872000002,0,0,0,9.9999999360000008E-2,0,0,0,9.9999999360000008E-2,0]
[2002,11,24,"2002-11-24",0.70000001280000002,0.90000002879999996,0.49999999680000001,0,0,0.79999997760000008,1.1000000448,1.9000001088,1.5999999552000002,0.90000002879999996,2.2999999680000003,2.4000000192000002,0]
[2002,11,25,"2002-11-25",0,0,0,0.19999999872000002,0,0,0,0,0,0,0,9.9999999360000008E-2,0]
[2002,11,30,"2002-11-30",5.2000000704000007,2.7999998784,3.9999999744000001,6.1000002719999999,6.6000000959999996,4.6999999872,6.2999997695999994,8.3999998080000005,2.9000000160000003,3.8999999232000002,5.9000002559999993,7.6000002624,1.3999999392]
[2002,12,6,"2002-12-06",0.60000000480000004,0.30000000671999999,0.30000000671999999,0,0.19999999872000002,2.2999999680000003,3.3000000479999998,1.9000001088,0.19999999872000002,0.19999999872000002,2.0999999520000001,2.6000000352000003,1.9000001088]
[2002,12,11,"2002-12-11",0,0,0,0,0,0,9.9999999360000008E-2,9.9999999360000008E-2,0,0,0,0,0]
[2002,12,12,"2002-12-12",1.3000000176000002,1.3000000176000002,0.90000002879999996,3.1999999104000003,2.9000000160000003,1.2000000096000001,0.90000002879999996,1.5000000767999999,0.90000002879999996,1.7999999711999999,1.5000000767999999,1.5999999552000002,0.70000001280000002]
[2002,12,17,"2002-12-17",1.1000000448,0.99999999360000003,0,4.5000001439999995,3.1999999104000003,0,0.30000000671999999,0,1.5000000767999999,2.6000000352000003,9.9999999360000008E-2,9.9999999360000008E-2,0.19999999872000002]
[2002,12,20,"2002-12-20",4.100000112,3.0999998592,3.8000001312,2.9000000160000003,4.8000000384000003,4.5000001439999995,4.9000001759999998,4.999999968,2.9000000160000003,0.99999999360000003,5.9000002559999993,6.1000002719999999,0]
[2002,12,28,"2002-12-28",8.9000000640000003,6.0000001344000005,8.6999999615999997,7.0999998336000001,9.1999998720000011,8.6999999615999997,8.6999999615999997,10.300000089599999,6.1000002719999999,7.6000002624,9.1999998720000011,10.600000416,0]
[2002,12,29,"2002-12-29",6.4999998720000001,5.1000000191999995,5.1000000191999995,6.70000032,7.7999998464000004,5.8000000320000007,6.0000001344000005,6.70000032,5.9000002559999993,6.70000032,6.1000002719999999,6.6000000959999996,24.500000448000002]
[2003,1,3,"2003-01-03",2.2000000032,2.2999999680000003,9.9999999360000008E-2,5.2000000704000007,1.7999999711999999,1.3999999392,4.1999999040000002,1.7999999711999999,2.9000000160000003,3.1999999104000003,5.5999995839999999,4.1999999040000002,1.9000001088]
[2003,1,7,"2003-01-07",0,0,1.9000001088,0.30000000671999999,0,2.499999984,0.90000002879999996,0.39999998880000004,0,0,0.49999999680000001,0.19999999872000002,0]
[2003,1,14,"2003-01-14",0,0,0,0,0,0,0,0,0,0,0,0,0]
[2003,1,15,"2003-01-15",1.1000000448,0.39999998880000004,0.19999999872000002,1.9999999872000001,1.7999999711999999,0.39999998880000004,0.70000001280000002,1.5000000767999999,0.19999999872000002,0.60000000480000004,1.1000000448,1.3999999392,0]
[2003,1,20,"2003-01-20",8.5999999103999993,9.8000003519999996,5.4999997056000005,4.4000000064,6.6000000959999996,5.8000000320000007,4.999999968,10.10000016,7.6999999680000002,5.8000000320000007,9.7000001279999992,12.299999904,3.4000000992000001]
[2003,1,25,"2003-01-25",0.60000000480000004,0,0.49999999680000001,0.60000000480000004,0.49999999680000001,0.30000000671999999,0,0.60000000480000004,0,0.39999998880000004,0.60000000480000004,0.60000000480000004,1.7000000927999999]
[2003,1,30,"2003-01-30",1.3999999392,1.2000000096000001,3.3000000479999998,0.39999998880000004,1.9999999872000001,2.2999999680000003,0.30000000671999999,9.9999999360000008E-2,9.9999999360000008E-2,0.79999997760000008,0.60000000480000004,0.99999999360000003,10.999999583999999]
[2003,2,1,"2003-02-01",3.9999999744000001,2.2999999680000003,1.7999999711999999,3.7000000800000001,4.8000000384000003,2.2999999680000003,2.7999998784,4.999999968,3.5999999423999998,3.7000000800000001,3.1999999104000003,2.9000000160000003,0.60000000480000004]
[2003,2,6,"2003-02-06",2.7,1.5000000767999999,0.99999999360000003,1.9000001088,2.7,1.5999999552000002,2.0999999520000001,3.4999998911999999,0.60000000480000004,1.2000000096000001,2.6000000352000003,1.9999999872000001,9.9999999360000008E-2]
[2003,2,11,"2003-02-11",4.100000112,4.5000001439999995,2.2000000032,2.499999984,3.8000001312,2.7999998784,3.3000000479999998,1.3000000176000002,4.6999999872,3.3000000479999998,1.9999999872000001,1.9000001088,5.4]
[2003,2,13,"2003-02-13",0,0,0,0,0,9.9999999360000008E-2,0,0,0,0,0,0,0]
[2003,2,18,"2003-02-18",0,0,0,0,0,0,0,9.9999999360000008E-2,0,0,0,0,0]
[2003,2,23,"2003-02-23",0.79999997760000008,0.79999997760000008,9.9999999360000008E-2,0.60000000480000004,0.39999998880000004,0.19999999872000002,0.39999998880000004,0.30000000671999999,0.90000002879999996,0.39999998880000004,9.9999999360000008E-2,0.19999999872000002,0.30000000671999999]
[2003,2,28,"2003-02-28",8.5000000320000009,6.2999997695999994,3.8999999232000002,6.1999997184,7.1999997120000003,5.4999997056000005,6.1999997184,8.3000004480000005,5.5999995839999999,4.9000001759999998,8.9000000640000003,10.300000089599999,2.2000000032]
[2003,3,3,"2003-03-03",0.39999998880000004,0.19999999872000002,0.19999999872000002,0.30000000671999999,0.79999997760000008,0.30000000671999999,0.30000000671999999,0.30000000671999999,9.9999999360000008E-2,0.39999998880000004,0.30000000671999999,0.30000000671999999,0]
[2003,3,7,"2003-03-07",4.5999999360000006,4.5999999360000006,4.999999968,3.0000000672000002,3.7000000800000001,5.6999998080000003,4.999999968,6.4999998720000001,2.499999984,3.8999999232000002,5.4,6.3999996479999997,2.499999984]
[2003,3,12,"2003-03-12",0.70000001280000002,0.70000001280000002,0.19999999872000002,0.39999998880000004,0.30000000671999999,0.19999999872000002,9.9999999360000008E-2,9.9999999360000008E-2,0.39999998880000004,1.1000000448,0,9.9999999360000008E-2,0]
[2003,3,17,"2003-03-17",0,0,0,0,0,0,0,0,0,0,0,0,0]
[2003,3,22,"2003-03-22",0,0,0,0,0,9.9999999360000008E-2,0,0,0,0,0,0,0]
[2003,3,26,"2003-03-26",0,0,0,0,0,0,0,0,0,0,0,0,0]
[2003,3,29,"2003-03-29",0,0,0,0,0,0,0,0,0,0,0,0,0]
[2003,4,3,"2003-04-03",0.19999999872000002,0.30000000671999999,0,0.19999999872000002,9.9999999360000008E-2,0,0,9.9999999360000008E-2,0.19999999872000002,0.19999999872000002,0,0,1.2000000096000001]
[2003,4,8,"2003-04-08",0.19999999872000002,0.30000000671999999,0,0.79999997760000008,0.19999999872000002,0,0,0,0.19999999872000002,0.19999999872000002,0,0,0.30000000671999999]
[2003,4,9,"2003-04-09",0.70000001280000002,0.19999999872000002,9.9999999360000008E-2,9.9999999360000008E-2,0.79999997760000008,0.39999998880000004,0.30000000671999999,0.30000000671999999,0.39999998880000004,0.39999998880000004,0,9.9999999360000008E-2,0.99999999360000003]
[2003,4,15,"2003-04-15",0,0,0,0,0,0,0,0,0,0,0,0,0]
[2003,4,20,"2003-04-20",1.1000000448,1.9000001088,0,3.9999999744000001,2.499999984,0,0,0,0.90000002879999996,2.2999999680000003,0,0,0.39999998880000004]
[2003,4,25,"2003-04-25",8.3999998080000005,9.1000005119999994,3.4000000992000001,10.600000416,8.1,5.3000002080000002,6.9000003359999997,5.1000000191999995,8.1,9.3999999744,5.3000002080000002,6.8000001984000003,8.5000000320000009]
[2003,4,27,"2003-04-27",3.3000000479999998,2.499999984,3.8000001312,4.5000001439999995,3.8000001312,3.9999999744000001,3.4000000992000001,6.9000003359999997,2.6000000352000003,2.499999984,4.9000001759999998,5.9000002559999993,7.6000002624]
[2003,5,2,"2003-05-02",3.8999999232000002,2.7999998784,4.5000001439999995,3.3000000479999998,3.3000000479999998,4.4000000064,6.1999997184,6.8000001984000003,4.100000112,3.8000001312,4.100000112,5.6999998080000003,5.6999998080000003]
[2003,5,7,"2003-05-07",0,0,0,0,0,0,0,0,0,0,0,0,0]
[2003,5,12,"2003-05-12",4.5000001439999995,4.6999999872,6.4999998720000001,4.2999999551999997,5.5999995839999999,4.5999999360000006,4.9000001759999998,6.2999997695999994,6.1999997184,3.0999998592,6.1000002719999999,6.9999997823999998,5.4999997056000005]
[2003,5,13,"2003-05-13",1.7999999711999999,2.0999999520000001,1.7000000927999999,2.7999998784,2.7,3.0000000672000002,3.8999999232000002,4.6999999872,0.79999997760000008,2.499999984,5.8000000320000007,6.3999996479999997,3.7000000800000001]
[2003,5,20,"2003-05-20",0.79999997760000008,1.9999999872000001,2.2999999680000003,1.3000000176000002,0.90000002879999996,3.0999998592,0.30000000671999999,0.39999998880000004,1.1000000448,1.2000000096000001,0.39999998880000004,0.39999998880000004,2.499999984]
[2003,5,24,"2003-05-24",14.699999232,10.600000416,3.3000000479999998,9.999999936,10.399999967999999,4.8000000384000003,14.699999232,2.9000000160000003,16.299999360000001,13.900000032000001,6.1999997184,6.70000032,0.79999997760000008]
[2003,5,29,"2003-05-29",0,0,0,0,0,0,0,0,0,0,0,0,0]
[2003,5,30,"2003-05-30",0,0,0,0,0,0,0,0,0,0,0,0,0]
[2003,6,3,"2003-06-03",0.30000000671999999,0,0.99999999360000003,0.19999999872000002,9.9999999360000008E-2,0.90000002879999996,9.9999999360000008E-2,0.39999998880000004,0,0,1.1000000448,0.90000002879999996,9.9999999360000008E-2]
[2003,6,10,"2003-06-10",0,0,0,0,0,9.9999999360000008E-2,0,0.19999999872000002,0,0,0,0,0.39999998880000004]
[2003,6,15,"2003-06-15",0,0,0,0,0,0,0,0,0,0,0,0,0]
[2003,6,16,"2003-06-16",0,0,0.99999999360000003,0,0,1.3000000176000002,0.49999999680000001,2.0999999520000001,0,0,0.90000002879999996,0.79999997760000008,0]
[2003,6,21,"2003-06-21",0,0,0,0,9.9999999360000008E-2,9.9999999360000008E-2,0.49999999680000001,1.1000000448,0,0,9.9999999360000008E-2,0.39999998880000004,0.19999999872000002]
[2003,6,26,"2003-06-26",0,0,0,0,0,0,0,0,0,0,0,0,0]
[2003,7,2,"2003-07-02",12.100000319999999,4.8000000384000003,7.5000003840000007,3.9999999744000001,16.2,8.9000000640000003,3.4999998911999999,5.9000002559999993,12.399999264,3.3000000479999998,9.000000287999999,10.600000416,5.5999995839999999]
[2003,7,3,"2003-07-03",1.3000000176000002,4.1999999040000002,1.3000000176000002,3.8000001312,2.0999999520000001,2.4000000192000002,0.99999999360000003,0.60000000480000004,4.5999999360000006,5.6999998080000003,0.90000002879999996,0.90000002879999996,0.49999999680000001]
[2003,7,8,"2003-07-08",0,0,0,0,0,0,0,0,0,0,0,0,9.9999999360000008E-2]
[2003,7,14,"2003-07-14",0,0,0,0,0,0,0,0,0,0,0,0,0]
[2003,7,19,"2003-07-19",0.30000000671999999,4.100000112,2.4000000192000002,1.7999999711999999,2.7999998784,0.70000001280000002,0.79999997760000008,4.4000000064,0.19999999872000002,3.8999999232000002,3.5999999423999998,2.499999984,8.5000000320000009]
[2003,7,20,"2003-07-20",0,0,0,0,0,0,0,0,0,0,0,0,0]
[2003,7,25,"2003-07-25",7.0999998336000001,4.1999999040000002,4.4000000064,6.0000001344000005,7.2999999359999999,4.5999999360000006,4.999999968,7.8999998976000008,4.999999968,3.4999998911999999,8.5000000320000009,9.000000287999999,9.8999997120000014]
[2003,7,28,"2003-07-28",1.9999999872000001,2.4000000192000002,9.9999999360000008E-2,0.19999999872000002,1.7999999711999999,0.19999999872000002,0.99999999360000003,0.39999998880000004,0.49999999680000001,1.7000000927999999,0.70000001280000002,1.2000000096000001,0]
[2003,8,5,"2003-08-05",0,0,0,0,0,0,0,0,0,0,0,0,9.9999999360000008E-2]
[2003,8,6,"2003-08-06",0,0,0,0,0,0,0,0,0,0,0,0,0]
[2003,8,11,"2003-08-11",0.19999999872000002,2.2999999680000003,0,0.39999998880000004,1.3000000176000002,0,0.30000000671999999,0,5.5999995839999999,1.3000000176000002,0.19999999872000002,9.9999999360000008E-2,0]
[2003,8,16,"2003-08-16",0,0,0,0,0,0,0,9.9999999360000008E-2,0,0,0,0,0]
[2003,8,20,"2003-08-20",0,0,0,0,0,0,0,0,0,0,0,0,0]
[2003,8,23,"2003-08-23",0,0,0,0,0,0,0,0,0,0,0,0,0]
[2003,8,28,"2003-08-28",10.399999967999999,13.800000671999999,11.399999616000001,12.299999904,9.5999999039999988,11.600000064000001,13.699999584,14.699999232,11.399999616000001,10.899999360000001,14.800000320000001,18.000000575999998,0]
[2003,9,2,"2003-09-02",0,0,0,0,0,0,0,0,0,0,0,0,0]
[2003,9,7,"2003-09-07",0,0,0,0,0,0,0,0,0,0,9.9999999360000008E-2,9.9999999360000008E-2,0]
[2003,9,9,"2003-09-09",1.5000000767999999,1.5999999552000002,0.90000002879999996,3.7000000800000001,1.7999999711999999,1.2000000096000001,1.7999999711999999,2.4000000192000002,1.9000001088,1.2000000096000001,1.9999999872000001,1.9999999872000001,4.9000001759999998]
[2003,9,14,"2003-09-14",0,0,0,0,0,0,0,9.9999999360000008E-2,0,0.19999999872000002,0,0,0]
[2003,9,19,"2003-09-19",0,0,0,0,0,0,0,0,0,0,0,0,0]
[2003,9,21,"2003-09-21",0.49999999680000001,0,0,0,0,0,0,9.9999999360000008E-2,0,0,0,0,0]
[2003,9,26,"2003-09-26",0.90000002879999996,2.6000000352000003,2.4000000192000002,0.39999998880000004,0,5.1000000191999995,1.9000001088,0.39999998880000004,3.9999999744000001,1.3000000176000002,0.19999999872000002,9.9999999360000008E-2,1.1000000448]
[2003,10,1,"2003-10-01",4.999999968,6.4999998720000001,1.5999999552000002,6.9000003359999997,6.9999997823999998,2.7,4.8000000384000003,3.4999998911999999,4.5999999360000006,6.8000001984000003,3.0000000672000002,3.1999999104000003,0]
[2003,10,6,"2003-10-06",0.70000001280000002,0,0,9.9999999360000008E-2,0,9.9999999360000008E-2,0,0,0.39999998880000004,1.5000000767999999,0,0,4.6999999872]
[2003,10,11,"2003-10-11",0,0,0,0,0,0,9.9999999360000008E-2,9.9999999360000008E-2,0,0,0,0,0]
[2003,10,14,"2003-10-14",0,0,0,0,0,0,0,0,0,0,0,0,0]
[2003,10,18,"2003-10-18",0,0,0,0,0,0,9.9999999360000008E-2,0,0,0,0,0,0]
[2003,10,23,"2003-10-23",2.2999999680000003,0.49999999680000001,9.9999999360000008E-2,3.8000001312,4.2999999551999997,9.9999999360000008E-2,9.9999999360000008E-2,0.30000000671999999,2.6000000352000003,1.1000000448,9.9999999360000008E-2,9.9999999360000008E-2,9.5000000256000003]
[2003,10,28,"2003-10-28",1.3000000176000002,0.60000000480000004,0.70000001280000002,2.2999999680000003,1.7000000927999999,0.70000001280000002,0.79999997760000008,1.3000000176000002,0.19999999872000002,0.70000001280000002,0.60000000480000004,0.90000002879999996,6.1999997184]
[2003,11,1,"2003-11-01",1.3999999392,1.1000000448,1.9000001088,0.39999998880000004,0.19999999872000002,2.4000000192000002,2.0999999520000001,5.4999997056000005,2.4000000192000002,0.30000000671999999,3.9999999744000001,5.8000000320000007,1.1000000448]
[2003,11,4,"2003-11-04",9.9999999360000008E-2,0,0.19999999872000002,0,9.9999999360000008E-2,0.30000000671999999,0.19999999872000002,0.70000001280000002,0,0,0.70000001280000002,0.79999997760000008,0]
[2003,11,9,"2003-11-09",0.30000000671999999,0,0.30000000671999999,9.9999999360000008E-2,0.19999999872000002,0.39999998880000004,9.9999999360000008E-2,0.79999997760000008,0.49999999680000001,0.30000000671999999,0.19999999872000002,0.99999999360000003,0.49999999680000001]
[2003,11,14,"2003-11-14",9.9999999360000008E-2,9.9999999360000008E-2,0,0.60000000480000004,0.30000000671999999,0,0,0,0,0,0,0,0.79999997760000008]
[2003,11,15,"2003-11-15",0.19999999872000002,0.60000000480000004,0,1.5000000767999999,1.5999999552000002,9.9999999360000008E-2,0,0,0,0.49999999680000001,0,0,0]
[2003,11,21,"2003-11-21",19.000000224000001,16.89999984,12.699999935999999,21.499998911999999,19.300000032,9.7000001279999992,9.000000287999999,11.300000255999999,15.299999712,14.699999232,10.999999583999999,14.899999680000001,5.2000000704000007]
[2003,11,26,"2003-11-26",8.1,7.0999998336000001,5.4999997056000005,8.9000000640000003,7.4000001600000003,5.8000000320000007,6.4999998720000001,5.2000000704000007,11.200000032,4.6999999872,6.1000002719999999,7.1999997120000003,6.8000001984000003]
[2003,12,1,"2003-12-01",0.30000000671999999,0,4.5000001439999995,9.9999999360000008E-2,0.19999999872000002,1.5999999552000002,0.19999999872000002,2.0999999520000001,0.19999999872000002,9.9999999360000008E-2,1.5999999552000002,1.9999999872000001,1.1000000448]
[2003,12,2,"2003-12-02",0.49999999680000001,0.49999999680000001,0.60000000480000004,0.19999999872000002,0.49999999680000001,0.49999999680000001,0.60000000480000004,1.2000000096000001,9.9999999360000008E-2,0.19999999872000002,0.79999997760000008,1.1000000448,0.30000000671999999]
[2003,12,7,"2003-12-07",0,0,0,0,0,0,0,0,0,0.19999999872000002,0,0,0]
[2003,12,13,"2003-12-13",2.2000000032,0.30000000671999999,2.2000000032,3.8999999232000002,3.4000000992000001,1.9999999872000001,3.0999998592,4.1999999040000002,1.9999999872000001,0.79999997760000008,2.6000000352000003,2.0999999520000001,3.1999999104000003]
[2003,12,18,"2003-12-18",0.19999999872000002,0,0,0.19999999872000002,0,0,9.9999999360000008E-2,9.9999999360000008E-2,0,0.30000000671999999,0,0,0]
[2003,12,19,"2003-12-19",0.19999999872000002,0,0.99999999360000003,0,0.19999999872000002,0.19999999872000002,1.3000000176000002,0.19999999872000002,0.19999999872000002,0.19999999872000002,9.9999999360000008E-2,0.49999999680000001,0.19999999872000002]
[2003,12,26,"2003-12-26",0.90000002879999996,3.3000000479999998,1.5999999552000002,0.39999998880000004,0.39999998880000004,0.90000002879999996,0.79999997760000008,0.79999997760000008,0.60000000480000004,1.3000000176000002,1.2000000096000001,2.2000000032,4.100000112]
[2003,12,30,"2003-12-30",0,0,9.9999999360000008E-2,0,9.9999999360000008E-2,0,0,0,0,0,0,0,0]
[2004,1,4,"2004-01-04",9.9999999360000008E-2,0,9.9999999360000008E-2,0,0,0,9.9999999360000008E-2,0.19999999872000002,0.30000000671999999,0,0.19999999872000002,0.19999999872000002,9.9999999360000008E-2]
[2004,1,5,"2004-01-05",1.5999999552000002,0.39999998880000004,0.70000001280000002,0.79999997760000008,1.2000000096000001,0.60000000480000004,1.1000000448,1.3000000176000002,0.49999999680000001,9.9999999360000008E-2,0.90000002879999996,1.2000000096000001,0.60000000480000004]
[2004,1,9,"2004-01-09",0.39999998880000004,9.9999999360000008E-2,9.9999999360000008E-2,0,0.60000000480000004,0.19999999872000002,9.9999999360000008E-2,0.70000001280000002,0,9.9999999360000008E-2,0.60000000480000004,0.70000001280000002,9.9999999360000008E-2]
[2004,1,16,"2004-01-16",0,9.9999999360000008E-2,0.30000000671999999,0,9.9999999360000008E-2,0,0,0,0,0,0,9.9999999360000008E-2,3.1999999104000003]
[2004,1,21,"2004-01-21",0.70000001280000002,2.2999999680000003,0.90000002879999996,3.0000000672000002,0.49999999680000001,1.2000000096000001,0,0.30000000671999999,1.5000000767999999,2.7999998784,0.30000000671999999,0.39999998880000004,2.499999984]
[2004,1,22,"2004-01-22",4.9000001759999998,3.4999998911999999,4.5000001439999995,3.8000001312,4.9000001759999998,4.1999999040000002,6.0000001344000005,5.6999998080000003,3.8999999232000002,2.9000000160000003,5.5999995839999999,5.9000002559999993,3.0000000672000002]
[2004,1,27,"2004-01-27",2.2000000032,2.0999999520000001,1.3999999392,1.7000000927999999,1.9000001088,9.9999999360000008E-2,1.5000000767999999,9.9999999360000008E-2,2.6000000352000003,1.2000000096000001,1.1000000448,0.70000001280000002,4.5000001439999995]
[2004,1,31,"2004-01-31",7.2999999359999999,6.4999998720000001,5.5999995839999999,7.7999998464000004,6.8000001984000003,7.7999998464000004,8.2000002240000001,13.100000831999999,5.6999998080000003,5.4999997056000005,14.899999680000001,15.999999552,11.099999808]
[2004,2,7,"2004-02-07",0.70000001280000002,1.5000000767999999,2.0999999520000001,2.7999998784,0.49999999680000001,1.5999999552000002,1.1000000448,0.60000000480000004,9.9999999360000008E-2,1.3000000176000002,0.70000001280000002,9.9999999360000008E-2,2.7999998784]
[2004,2,8,"2004-02-08",0,0,0,0,0,0,0,0,0.19999999872000002,0,0,0,9.9999999360000008E-2]
[2004,2,13,"2004-02-13",1.2000000096000001,0,0.60000000480000004,0.19999999872000002,0.39999998880000004,0.99999999360000003,0.49999999680000001,0.90000002879999996,9.9999999360000008E-2,9.9999999360000008E-2,0.79999997760000008,0.60000000480000004,0.79999997760000008]
[2004,2,19,"2004-02-19",0,0,0,0,9.9999999360000008E-2,0,0,0,0,0,0,0,0]
[2004,2,24,"2004-02-24",3.0000000672000002,4.9000001759999998,4.2999999551999997,2.499999984,2.0999999520000001,5.3000002080000002,3.1999999104000003,4.2999999551999997,4.1999999040000002,4.8000000384000003,4.4000000064,3.7000000800000001,6.1999997184]
[2004,2,25,"2004-02-25",0,0,9.9999999360000008E-2,0,0,9.9999999360000008E-2,0,9.9999999360000008E-2,0,0,0,0,0]
[2004,3,1,"2004-03-01",0,0.49999999680000001,0,0.39999998880000004,9.9999999360000008E-2,0,0,9.9999999360000008E-2,0,9.9999999360000008E-2,0,0.19999999872000002,0]
[2004,3,6,"2004-03-06",0.90000002879999996,2.9000000160000003,0.39999998880000004,2.7999998784,2.6000000352000003,0.79999997760000008,0,0.30000000671999999,3.8999999232000002,3.3000000479999998,9.9999999360000008E-2,9.9999999360000008E-2,1.3000000176000002]
[2004,3,8,"2004-03-08",0.19999999872000002,0,0,0,9.9999999360000008E-2,0,0,0,0,0,0,0,0]
[2004,3,13,"2004-03-13",0.60000000480000004,0.30000000671999999,2.2000000032,0,9.9999999360000008E-2,2.0999999520000001,1.7999999711999999,2.499999984,1.1000000448,0,2.499999984,2.0999999520000001,1.3999999392]
[2004,3,18,"2004-03-18",0,0,9.9999999360000008E-2,0.19999999872000002,9.9999999360000008E-2,0.19999999872000002,0.30000000671999999,0.90000002879999996,0,0,0.79999997760000008,1.3000000176000002,0.79999997760000008]
[2004,3,23,"2004-03-23",0.70000001280000002,9.9999999360000008E-2,0.90000002879999996,0.60000000480000004,0.49999999680000001,4.2999999551999997,3.0000000672000002,3.0999998592,0.30000000671999999,0.30000000671999999,3.8999999232000002,3.0000000672000002,0.90000002879999996]
[2004,3,26,"2004-03-26",0,0,0.30000000671999999,0,9.9999999360000008E-2,0.49999999680000001,0.19999999872000002,0.90000002879999996,0,0,0.60000000480000004,0.70000001280000002,0.39999998880000004]
[2004,3,30,"2004-03-30",0,0,0,0,0,0,0,0,0,0,0,0,0]
[2004,4,4,"2004-04-04",1.2000000096000001,0,0.19999999872000002,0.39999998880000004,0.30000000671999999,9.9999999360000008E-2,0.30000000671999999,0.19999999872000002,0.49999999680000001,0,0.39999998880000004,1.7999999711999999,1.5999999552000002]
[2004,4,9,"2004-04-09",9.9999999360000008E-2,0.19999999872000002,1.9999999872000001,0,9.9999999360000008E-2,1.5000000767999999,0.99999999360000003,1.9999999872000001,0,9.9999999360000008E-2,1.7999999711999999,1.5999999552000002,0.70000001280000002]
[2004,4,14,"2004-04-14",0,0,0,0,0,0,0,0,0,0,0,0,0]
[2004,4,16,"2004-04-16",0,0,0,0,0,0,0,0,0,0,0,0,0]
[2004,4,21,"2004-04-21",3.8000001312,4.2999999551999997,1.1000000448,1.1000000448,2.7999998784,1.3999999392,0.30000000671999999,1.9000001088,1.9999999872000001,1.5000000767999999,1.9000001088,1.1000000448,1.1000000448]
[2004,4,26,"2004-04-26",0,0,0,0,0,0,0,0,0,0,0,0,0]
[2004,5,1,"2004-05-01",9.9999999360000008E-2,0.99999999360000003,0,0,9.9999999360000008E-2,9.9999999360000008E-2,0,0,9.9999999360000008E-2,9.9999999360000008E-2,0,0,0]
[2004,5,2,"2004-05-02",0,0,0,0,0,0,0,0,0,0,0,0,2.9000000160000003]
[2004,5,8,"2004-05-08",3.9999999744000001,0.49999999680000001,0.39999998880000004,1.7000000927999999,6.4999998720000001,0.79999997760000008,0.30000000671999999,0.90000002879999996,2.6000000352000003,0.30000000671999999,0.49999999680000001,0.99999999360000003,0.60000000480000004]
[2004,5,13,"2004-05-13",0,0,0,0,0,0,0,0,0,0,0,0,0]
[2004,5,18,"2004-05-18",0,0,0,0,0,0,0,0,0,0,0,0,0]
[2004,5,20,"2004-05-20",10.10000016,5.3000002080000002,2.7,3.4000000992000001,3.4000000992000001,3.1999999104000003,6.1999997184,4.9000001759999998,1.5000000767999999,3.4999998911999999,18.499999968000001,14.100000479999999,0]
[2004,5,25,"2004-05-25",0,0,0,0,0,0,0,0,0,0,0,0,0]
[2004,5,30,"2004-05-30",0,0,0,0,9.9999999360000008E-2,0,0.19999999872000002,0.70000001280000002,0.19999999872000002,3.0999998592,0.70000001280000002,1.3999999392,0.30000000671999999]
[2004,6,4,"2004-06-04",0,0,0,9.9999999360000008E-2,9.9999999360000008E-2,0,0,0,0,0.19999999872000002,0,0,0.30000000671999999]
[2004,6,8,"2004-06-08",0,0,0,0,0,0,0,0,0,0,0,0,0]
[2004,6,11,"2004-06-11",0,1.5000000767999999,0,0,9.9999999360000008E-2,0,0,0,9.9999999360000008E-2,0,0,0,0.19999999872000002]
[2004,6,16,"2004-06-16",0,0,0,0,0,0,0,0,0,0,0,0,0]
[2004,6,21,"2004-06-21",2.7,0,1.2000000096000001,2.6000000352000003,0.19999999872000002,1.5000000767999999,5.8000000320000007,1.7999999711999999,9.9999999360000008E-2,1.3000000176000002,0.39999998880000004,1.7000000927999999,9.7000001279999992]
[2004,6,22,"2004-06-22",22.500001152000003,18.300000384000001,8.1,21.999999167999999,13.999999392000001,13.900000032000001,10.8,13.900000032000001,17.400000095999999,9.8999997120000014,11.800000511999999,12.500000352000001,14.399999424000001]
[2004,6,26,"2004-06-26",4.2999999551999997,2.499999984,0.60000000480000004,3.1999999104000003,5.4999997056000005,0.49999999680000001,1.5000000767999999,1.5000000767999999,1.2000000096000001,3.4999998911999999,1.9000001088,1.7000000927999999,3.5999999423999998]
[2004,7,3,"2004-07-03",0.99999999360000003,0.39999998880000004,0.39999998880000004,0.30000000671999999,0.30000000671999999,9.9999999360000008E-2,1.7999999711999999,1.5000000767999999,2.4000000192000002,0.19999999872000002,1.1000000448,1.5999999552000002,2.6000000352000003]
[2004,7,8,"2004-07-08",7.6999999680000002,10.600000416,1.5000000767999999,32.099999327999996,7.6000002624,6.3999996479999997,7.6999999680000002,7.5000003840000007,6.0000001344000005,14.699999232,6.4999998720000001,4.999999968,0.39999998880000004]
[2004,7,9,"2004-07-09",1.5999999552000002,0.90000002879999996,0.99999999360000003,3.0999998592,0.70000001280000002,1.3000000176000002,2.4000000192000002,0,0.90000002879999996,1.5999999552000002,0,0,10.399999967999999]
[2004,7,14,"2004-07-14",0.30000000671999999,0.79999997760000008,0.60000000480000004,0.79999997760000008,0.99999999360000003,0.19999999872000002,9.9999999360000008E-2,0.39999998880000004,0.30000000671999999,0.49999999680000001,0,9.9999999360000008E-2,0.19999999872000002]
[2004,7,20,"2004-07-20",0.19999999872000002,0,0.39999998880000004,0.19999999872000002,9.9999999360000008E-2,0,0,9.9999999360000008E-2,9.9999999360000008E-2,0.30000000671999999,0,9.9999999360000008E-2,0]
[2004,7,25,"2004-07-25",0,0,0,0.19999999872000002,0,0,0,0,0,0.30000000671999999,0,0,0.39999998880000004]
[2004,7,26,"2004-07-26",0.30000000671999999,0,9.9999999360000008E-2,0,9.9999999360000008E-2,9.9999999360000008E-2,0.70000001280000002,0,0,9.9999999360000008E-2,0,0,0]
[2004,8,2,"2004-08-02",0,9.9999999360000008E-2,9.9999999360000008E-2,0.60000000480000004,0,0.19999999872000002,0.60000000480000004,0.30000000671999999,9.9999999360000008E-2,0.70000001280000002,9.9999999360000008E-2,0.39999998880000004,0]
[2004,8,6,"2004-08-06",0,0,0,0,0,0,0,0,0,0,0,0,0]
[2004,8,11,"2004-08-11",5.5999995839999999,3.7000000800000001,2.2000000032,4.4000000064,4.9000001759999998,2.7999998784,2.0999999520000001,1.3999999392,3.9999999744000001,2.7999998784,1.2000000096000001,2.499999984,4.999999968]
[2004,8,12,"2004-08-12",1.5999999552000002,0,1.7999999711999999,0.19999999872000002,0.19999999872000002,4.100000112,0.79999997760000008,4.999999968,0,9.9999999360000008E-2,1.9000001088,2.2000000032,9.5999999039999988]
[2004,8,17,"2004-08-17",7.9999997760000001,7.1999997120000003,25.500000960000001,6.3999996479999997,8.3999998080000005,13.600000223999999,11.099999808,23.900000832,4.5999999360000006,9.5000000256000003,14.899999680000001,16.2,8.9000000640000003]
[2004,8,20,"2004-08-20",2.2000000032,6.9000003359999997,2.2000000032,1.9999999872000001,0.30000000671999999,2.4000000192000002,2.9000000160000003,4.100000112,3.4000000992000001,6.9000003359999997,3.0999998592,6.2999997695999994,6.6000000959999996]
[2004,8,28,"2004-08-28",0.19999999872000002,9.9999999360000008E-2,0,0,0,0,0,9.9999999360000008E-2,0,9.9999999360000008E-2,0,0,0]
[2004,8,29,"2004-08-29",0.60000000480000004,0.19999999872000002,0,0.19999999872000002,9.9999999360000008E-2,0.19999999872000002,1.3999999392,0.70000001280000002,0.90000002879999996,0.79999997760000008,1.1000000448,0.99999999360000003,2.9000000160000003]
[2004,9,3,"2004-09-03",0,0,0,0,0,0,0,0,0,9.9999999360000008E-2,0,0,0]
[2004,9,7,"2004-09-07",0,0,0,0,0,0,0,0,0,0,0,0,0]
[2004,9,14,"2004-09-14",1.5000000767999999,4.6999999872,0.60000000480000004,8.7999998399999999,4.4000000064,1.5000000767999999,9.9999999360000008E-2,2.6000000352000003,2.6000000352000003,0.49999999680000001,1.3999999392,1.9999999872000001,3.8999999232000002]
[2004,9,15,"2004-09-15",9.9999999360000008E-2,0,0,2.9000000160000003,0.39999998880000004,9.9999999360000008E-2,9.9999999360000008E-2,0,0.19999999872000002,0,0,0,0]
[2004,9,20,"2004-09-20",0.19999999872000002,0,0.19999999872000002,0.19999999872000002,0,0,9.9999999360000008E-2,0.30000000671999999,0,0,0.19999999872000002,9.9999999360000008E-2,0.39999998880000004]
[2004,9,26,"2004-09-26",0.60000000480000004,9.9999999360000008E-2,0.90000002879999996,0,0.30000000671999999,0.79999997760000008,0.90000002879999996,1.3999999392,9.9999999360000008E-2,0,1.3000000176000002,1.5000000767999999,0]
[2004,10,1,"2004-10-01",0.90000002879999996,1.3000000176000002,1.1000000448,0.70000001280000002,0.90000002879999996,1.3000000176000002,1.3999999392,1.9999999872000001,1.5999999552000002,0.60000000480000004,1.1000000448,1.2000000096000001,2.0999999520000001]
[2004,10,2,"2004-10-02",2.9000000160000003,3.1999999104000003,3.3000000479999998,0.70000001280000002,0.19999999872000002,0.49999999680000001,1.7999999711999999,0.49999999680000001,3.3000000479999998,2.2000000032,1.1000000448,2.2000000032,3.9999999744000001]
[2004,10,7,"2004-10-07",0,0,0,0,9.9999999360000008E-2,0,0,0,0,0,0,0,0.49999999680000001]
[2004,10,12,"2004-10-12",6.0000001344000005,16.2,1.3999999392,9.8999997120000014,12.799999295999999,2.4000000192000002,1.9999999872000001,4.5999999360000006,2.4000000192000002,3.7000000800000001,3.8000001312,4.9000001759999998,0.99999999360000003]
[2004,10,14,"2004-10-14",2.6000000352000003,5.4999997056000005,2.0999999520000001,8.3000004480000005,6.0000001344000005,1.2000000096000001,2.2999999680000003,3.7000000800000001,1.3000000176000002,3.5999999423999998,3.0000000672000002,4.1999999040000002,13.100000831999999]
[2004,10,19,"2004-10-19",8.2000002240000001,4.6999999872,4.2999999551999997,11.699999424000001,10.600000416,5.6999998080000003,6.3999996479999997,7.6000002624,5.3000002080000002,4.9000001759999998,7.6999999680000002,8.7999998399999999,5.4999997056000005]
[2004,10,24,"2004-10-24",1.9999999872000001,0.99999999360000003,7.1999997120000003,1.9000001088,1.9000001088,1.9000001088,4.2999999551999997,2.4000000192000002,0.70000001280000002,0.30000000671999999,2.7,3.9999999744000001,2.9000000160000003]
[2004,10,29,"2004-10-29",0,0,0,0,9.9999999360000008E-2,0,0,9.9999999360000008E-2,0.19999999872000002,0,0,9.9999999360000008E-2,0]
[2004,11,1,"2004-11-01",6.1000002719999999,4.8000000384000003,5.5999995839999999,4.5000001439999995,4.9000001759999998,4.9000001759999998,4.8000000384000003,6.6000000959999996,4.6999999872,4.6999999872,6.70000032,8.3000004480000005,0]
[2004,11,5,"2004-11-05",0,0,0,0,0,0,0,0,0,0,0,0,0]
[2004,11,10,"2004-11-10",9.9999999360000008E-2,0,9.9999999360000008E-2,0,9.9999999360000008E-2,0.30000000671999999,0.19999999872000002,0.49999999680000001,0,0,0.79999997760000008,0.49999999680000001,2.7999998784]
[2004,11,15,"2004-11-15",0,0,0,0,0,9.9999999360000008E-2,9.9999999360000008E-2,0,0,0,0,0,0]
[2004,11,20,"2004-11-20",9.9999999360000008E-2,0,0.19999999872000002,0,0,0.49999999680000001,0.30000000671999999,1.7000000927999999,0,9.9999999360000008E-2,1.3999999392,1.7999999711999999,0]
[2004,11,24,"2004-11-24",0,0,9.9999999360000008E-2,0,0,0,0,0,0,0,0,0,9.9999999360000008E-2]
[2004,11,27,"2004-11-27",4.100000112,4.2999999551999997,2.0999999520000001,5.1000000191999995,5.4999997056000005,3.7000000800000001,4.9000001759999998,4.100000112,2.7999998784,3.5999999423999998,2.6000000352000003,3.0999998592,0.99999999360000003]
[2004,12,2,"2004-12-02",0,0,0,0,0,0,0,0,0,0,0,0,1.2000000096000001]
[2004,12,7,"2004-12-07",0,0,0,0,0,9.9999999360000008E-2,0,9.9999999360000008E-2,0,0,0,0,0]
[2004,12,8,"2004-12-08",0,0,0,0,0,9.9999999360000008E-2,0,0,0,0,0,0,0]
[2004,12,14,"2004-12-14",0,0,9.9999999360000008E-2,0,0,0,0,0,9.9999999360000008E-2,0,0,0,0.19999999872000002]
[2004,12,19,"2004-12-19",0.19999999872000002,2.2999999680000003,0,0,0.30000000671999999,0,0,9.9999999360000008E-2,0.70000001280000002,0.19999999872000002,0,0,0]
[2004,12,24,"2004-12-24",6.2999997695999994,4.5000001439999995,1.1000000448,11.200000032,7.8999998976000008,4.8000000384000003,5.8000000320000007,7.5000003840000007,2.4000000192000002,3.3000000479999998,5.2000000704000007,6.0000001344000005,3.0999998592]
[2004,12,26,"2004-12-26",0,0,0,0,9.9999999360000008E-2,9.9999999360000008E-2,9.9999999360000008E-2,0.19999999872000002,0,0,0,0,1.1000000448]
[2004,12,31,"2004-12-31",0,0,0,0.19999999872000002,0.19999999872000002,0,0,0,0,0,0,0,0.70000001280000002]
[2005,1,5,"2005-01-05",1.2000000096000001,0.30000000671999999,9.9999999360000008E-2,0.49999999680000001,0.99999999360000003,9.9999999360000008E-2,0.30000000671999999,0.60000000480000004,9.9999999360000008E-2,0,0.79999997760000008,1.2000000096000001,0.30000000671999999]
[2005,1,10,"2005-01-10",6.0000001344000005,3.8000001312,4.999999968,5.8000000320000007,5.5999995839999999,6.3999996479999997,5.1000000191999995,6.8000001984000003,5.5999995839999999,2.0999999520000001,5.1000000191999995,6.9000003359999997,1.1000000448]
[2005,1,11,"2005-01-11",2.6000000352000003,2.2000000032,1.7000000927999999,0.90000002879999996,1.2000000096000001,2.9000000160000003,2.4000000192000002,4.9000001759999998,1.9000001088,1.1000000448,4.2999999551999997,5.3000002080000002,0.30000000671999999]
[2005,1,18,"2005-01-18",0,0.30000000671999999,0,0,9.9999999360000008E-2,0,0,0,0,9.9999999360000008E-2,0,9.9999999360000008E-2,9.9999999360000008E-2]
[2005,1,22,"2005-01-22",0.60000000480000004,0,0.30000000671999999,1.1000000448,0.30000000671999999,9.9999999360000008E-2,9.9999999360000008E-2,0.39999998880000004,0,1.5999999552000002,9.9999999360000008E-2,0.19999999872000002,0.19999999872000002]
[2005,1,27,"2005-01-27",4.6999999872,3.5999999423999998,2.0999999520000001,2.7999998784,3.8999999232000002,1.2000000096000001,2.9000000160000003,3.5999999423999998,1.2000000096000001,3.3000000479999998,2.2000000032,2.6000000352000003,5.2000000704000007]
[2005,1,28,"2005-01-28",2.0999999520000001,0.99999999360000003,0.90000002879999996,2.7,1.5000000767999999,2.499999984,4.8000000384000003,1.3000000176000002,1.5999999552000002,0.60000000480000004,2.499999984,2.7,0.99999999360000003]
[2005,2,1,"2005-02-01",0.39999998880000004,0.19999999872000002,0.70000001280000002,0.49999999680000001,0.39999998880000004,0.39999998880000004,0.19999999872000002,0.30000000671999999,0,0.19999999872000002,0.30000000671999999,0.39999998880000004,9.9999999360000008E-2]
[2005,2,8,"2005-02-08",0.39999998880000004,0,0,0,0,0,9.9999999360000008E-2,9.9999999360000008E-2,0,9.9999999360000008E-2,0,0,0]
[2005,2,13,"2005-02-13",0.99999999360000003,0.19999999872000002,0.70000001280000002,0.49999999680000001,0.79999997760000008,0.39999998880000004,1.5000000767999999,0.60000000480000004,0.79999997760000008,0.49999999680000001,0.79999997760000008,0.70000001280000002,4.100000112]
[2005,2,14,"2005-02-14",0,0,9.9999999360000008E-2,0.99999999360000003,0.30000000671999999,9.9999999360000008E-2,0,0.19999999872000002,0.39999998880000004,2.7,0,0,1.9000001088]
[2005,2,19,"2005-02-19",0,0,0,0,0,0,0,0,0,0,0,0,7.6000002624]
[2005,2,25,"2005-02-25",0.19999999872000002,0.39999998880000004,0.90000002879999996,7.1999997120000003,0.99999999360000003,0.99999999360000003,0.30000000671999999,0.90000002879999996,0.39999998880000004,0.30000000671999999,0.30000000671999999,0.19999999872000002,2.499999984]
[2005,3,2,"2005-03-02",16.2,19.300000032,6.1000002719999999,8.9000000640000003,9.3999999744,12.799999295999999,17.400000095999999,12.399999264,36.59999904,14.899999680000001,11.699999424000001,12.799999295999999,1.2000000096000001]
[2005,3,3,"2005-03-03",2.2999999680000003,1.9000001088,0,5.8000000320000007,2.6000000352000003,0.60000000480000004,1.7999999711999999,9.9999999360000008E-2,0.19999999872000002,3.0999998592,0.19999999872000002,1.1000000448,0.99999999360000003]
[2005,3,8,"2005-03-08",0.60000000480000004,0.49999999680000001,0.19999999872000002,0.99999999360000003,0.49999999680000001,0.30000000671999999,0.39999998880000004,0.30000000671999999,1.3999999392,0.99999999360000003,0.30000000671999999,0.30000000671999999,0.70000001280000002]
[2005,3,14,"2005-03-14",0,0,0,0,0,0,0,0,0,0,0,0,1.3000000176000002]
[2005,3,19,"2005-03-19",0,0,0,0,0,0,0,0,0,0,0,0,0.49999999680000001]
[2005,3,20,"2005-03-20",0,0,0,0,0,0,0,0,9.9999999360000008E-2,9.9999999360000008E-2,0,0,0]
[2005,3,25,"2005-03-25",9.9999999360000008E-2,0,0,0,0,0,9.9999999360000008E-2,9.9999999360000008E-2,0,9.9999999360000008E-2,0,0,0.99999999360000003]
[2005,3,28,"2005-03-28",0,0,0,0,9.9999999360000008E-2,0,0,0,0,9.9999999360000008E-2,0,0,9.9999999360000008E-2]
[2005,4,5,"2005-04-05",0,0,0,0,9.9999999360000008E-2,0,0,0,0,0,0,0,0.19999999872000002]
[2005,4,6,"2005-04-06",0,0,0.39999998880000004,0.49999999680000001,0.19999999872000002,1.1000000448,0,0.30000000671999999,9.9999999360000008E-2,0,0.30000000671999999,0.30000000671999999,1.3000000176000002]
[2005,4,11,"2005-04-11",0,0,0,0,0,0,0,0,0,0,0,0,0]
[2005,4,15,"2005-04-15",1.7000000927999999,4.999999968,6.4999998720000001,2.4000000192000002,1.3000000176000002,6.0000001344000005,6.2999997695999994,1.7999999711999999,4.4000000064,6.3999996479999997,3.8000001312,3.4000000992000001,10.300000089599999]
[2005,4,22,"2005-04-22",0,0,0,0,0,0,0,0.19999999872000002,0,0,0.19999999872000002,0.99999999360000003,0]
[2005,4,23,"2005-04-23",0,0,0,0,9.9999999360000008E-2,0,0,0.30000000671999999,0,0,0.19999999872000002,0.39999998880000004,0]
[2005,4,28,"2005-04-28",2.7999998784,2.9000000160000003,0.60000000480000004,3.8999999232000002,3.0000000672000002,1.3999999392,1.9999999872000001,1.7999999711999999,1.5999999552000002,4.5000001439999995,1.9000001088,2.2999999680000003,0]
[2005,5,3,"2005-05-03",0,1.1000000448,0.19999999872000002,9.9999999360000008E-2,9.9999999360000008E-2,0.19999999872000002,0,0.39999998880000004,9.9999999360000008E-2,1.2000000096000001,0.60000000480000004,0.99999999360000003,1.7999999711999999]
[2005,5,8,"2005-05-08",1.1000000448,1.9000001088,9.9999999360000008E-2,2.2999999680000003,0.99999999360000003,1.1000000448,2.0999999520000001,1.2000000096000001,0.99999999360000003,0.70000001280000002,0.79999997760000008,0.90000002879999996,2.7999998784]
[2005,5,10,"2005-05-10",0.19999999872000002,0.19999999872000002,0.60000000480000004,1.3999999392,0.19999999872000002,0.30000000671999999,0.79999997760000008,0.30000000671999999,0.30000000671999999,0.70000001280000002,0,0,0.60000000480000004]
[2005,5,15,"2005-05-15",0.19999999872000002,0,9.9999999360000008E-2,0,0,0,0,0,0,0,0,0,0]
[2005,5,20,"2005-05-20",0.60000000480000004,0,0,1.3999999392,1.1000000448,0.49999999680000001,0.60000000480000004,1.3000000176000002,0.70000001280000002,9.9999999360000008E-2,0.79999997760000008,1.7000000927999999,0.30000000671999999]
[2005,5,22,"2005-05-22",0.19999999872000002,0,0,2.499999984,0.90000002879999996,0.19999999872000002,0,9.9999999360000008E-2,0,0,0,0.19999999872000002,0]
[2005,5,27,"2005-05-27",0,0,0,0,0,0,0,0,0,0,0,0,0]
[2005,6,1,"2005-06-01",0.39999998880000004,0.70000001280000002,0.79999997760000008,0.30000000671999999,1.1000000448,0.19999999872000002,0.39999998880000004,0.79999997760000008,0.19999999872000002,0.90000002879999996,0.60000000480000004,0.70000001280000002,1.5000000767999999]
[2005,6,6,"2005-06-06",0,0,0,0,0,0,0,0,0,0,0,0,0]
[2005,6,9,"2005-06-09",0,0,0,0,0,0,0,0,0,0,0,0,0]
[2005,6,13,"2005-06-13",0,0,0,0,0,0,0,0,0,0,0,0,0]
[2005,6,18,"2005-06-18",0,0,0,0,0,0,0,0,0,0,0,0,0]
[2005,6,23,"2005-06-23",0,0,0,0,0,0,0,0,0,0,0,0,0]
[2005,6,28,"2005-06-28",0.19999999872000002,0.30000000671999999,0.60000000480000004,0.49999999680000001,0,0.19999999872000002,0.60000000480000004,0,0.39999998880000004,0.99999999360000003,9.9999999360000008E-2,0.70000001280000002,10.10000016]
[2005,7,2,"2005-07-02",0,0,0,0,0,0,0,0,0,0,0,0,0]
[2005,7,5,"2005-07-05",5.4999997056000005,5.3000002080000002,2.4000000192000002,4.5999999360000006,4.8000000384000003,2.2000000032,2.2999999680000003,1.5999999552000002,3.4000000992000001,4.6999999872,2.2000000032,3.0999998592,13.900000032000001]
[2005,7,10,"2005-07-10",0,0,0,0,0,0,0,0,0,0,0,0,0]
[2005,7,15,"2005-07-15",0,0,0,0,0,0,0,0,0,0,0,0,9.9999999360000008E-2]
[2005,7,16,"2005-07-16",0,0,0,0,0,0,0,0,0,0,0,0,0]
[2005,7,22,"2005-07-22",0,0,0,9.9999999360000008E-2,0,0,0,0,0,0,0,0,0]
[2005,7,27,"2005-07-27",3.8000001312,2.7,1.2000000096000001,1.7000000927999999,2.9000000160000003,0.99999999360000003,1.3999999392,1.1000000448,1.7999999711999999,3.5999999423999998,1.3000000176000002,1.7000000927999999,2.9000000160000003]
[2005,8,1,"2005-08-01",5.4,2.2000000032,4.4000000064,0.39999998880000004,0.49999999680000001,3.0000000672000002,15.299999712,7.1999997120000003,0.90000002879999996,0.90000002879999996,18.300000384000001,10.8,0]
[2005,8,2,"2005-08-02",9.9999999360000008E-2,0,0.70000001280000002,0,0,0.70000001280000002,0,0.39999998880000004,0.39999998880000004,0,0.19999999872000002,9.9999999360000008E-2,0.70000001280000002]
[2005,8,7,"2005-08-07",0,0,0,0,0,0,0,0,0,0,0,0,0.90000002879999996]
[2005,8,13,"2005-08-13",6.70000032,1.9000001088,2.7999998784,8.2000002240000001,8.9000000640000003,3.5999999423999998,4.2999999551999997,6.2999997695999994,2.0999999520000001,3.7000000800000001,3.7000000800000001,4.5000001439999995,10.200000038399999]
[2005,8,18,"2005-08-18",9.9999999360000008E-2,0,10.699999776,0,0,10.500000192,1.7999999711999999,8.5000000320000009,0.70000001280000002,0.30000000671999999,1.5000000767999999,1.1000000448,0]
[2005,8,19,"2005-08-19",15.200000352,15.500000159999999,15.500000159999999,5.4,11.800000511999999,12.599999712000001,14.599999872,14.699999232,13.999999392000001,6.3999996479999997,9.1999998720000011,12.699999935999999,7.6000002624]
[2005,8,26,"2005-08-26",9.9999999360000008E-2,0,0,0,9.9999999360000008E-2,0,0.19999999872000002,0.19999999872000002,0,0,0,0,0]
[2005,8,30,"2005-08-30",0,0,0,0,0,0,0,0,0,0,0,0,0]
[2005,9,4,"2005-09-04",1.2000000096000001,9.9999999360000008E-2,5.6999998080000003,9.9999999360000008E-2,1.5000000767999999,5.6999998080000003,1.5000000767999999,0.60000000480000004,0.70000001280000002,0.19999999872000002,0.60000000480000004,1.7000000927999999,0]
[2005,9,5,"2005-09-05",9.9999999360000008E-2,3.0999998592,0,1.3999999392,1.2000000096000001,9.9999999360000008E-2,0.39999998880000004,0.99999999360000003,0.19999999872000002,9.9999999360000008E-2,1.7000000927999999,2.4000000192000002,0]
[2005,9,9,"2005-09-09",4.2999999551999997,1.1000000448,0.70000001280000002,4.1999999040000002,0.60000000480000004,1.3999999392,0.70000001280000002,0.19999999872000002,2.2000000032,22.699999872000003,0.99999999360000003,1.3000000176000002,10.10000016]
[2005,9,16,"2005-09-16",0.30000000671999999,0,0,1.7999999711999999,0.70000001280000002,0,0.19999999872000002,0,0,3.0999998592,0.30000000671999999,0,2.7999998784]
[2005,9,21,"2005-09-21",0,0,0,0,0,9.9999999360000008E-2,0,0,0,0,0,0,0]
[2005,9,22,"2005-09-22",0,0,0,0,0,0,0.19999999872000002,0,0,0,0,0,0]
[2005,9,27,"2005-09-27",0.19999999872000002,0,0.19999999872000002,0,9.9999999360000008E-2,0,0.39999998880000004,0,0,0,0.99999999360000003,9.9999999360000008E-2,0]
[2005,10,1,"2005-10-01",0.19999999872000002,1.3999999392,2.499999984,9.9999999360000008E-2,2.2000000032,2.2999999680000003,0.79999997760000008,0.70000001280000002,0.49999999680000001,9.9999999360000008E-2,1.2000000096000001,1.7999999711999999,8.3000004480000005]
[2005,10,8,"2005-10-08",0,0,0.49999999680000001,0,0,0.19999999872000002,9.9999999360000008E-2,9.9999999360000008E-2,0.19999999872000002,0,0,0,1.9000001088]
[2005,10,9,"2005-10-09",0,0,0,0,0,9.9999999360000008E-2,0,0,0,0,0,0,0]
[2005,10,14,"2005-10-14",9.9999999360000008E-2,0,0,9.9999999360000008E-2,0.19999999872000002,9.9999999360000008E-2,9.9999999360000008E-2,0,0.19999999872000002,0,0,9.9999999360000008E-2,9.9999999360000008E-2]
[2005,10,20,"2005-10-20",0.99999999360000003,0,3.9999999744000001,1.1000000448,0.19999999872000002,2.7,2.4000000192000002,7.2999999359999999,1.1000000448,0.49999999680000001,2.6000000352000003,2.7999998784,0]
[2005,10,25,"2005-10-25",2.2000000032,2.0999999520000001,0.79999997760000008,2.4000000192000002,0.90000002879999996,1.2000000096000001,1.3999999392,0.49999999680000001,4.9000001759999998,1.9000001088,1.2000000096000001,1.7999999711999999,9.9999999360000008E-2]
[2005,10,26,"2005-10-26",9.9999999360000008E-2,0,0,0,9.9999999360000008E-2,0,0,0.19999999872000002,9.9999999360000008E-2,0,9.9999999360000008E-2,0.30000000671999999,0]
[2005,10,31,"2005-10-31",7.0999998336000001,5.4,7.7999998464000004,4.9000001759999998,4.6999999872,8.3000004480000005,6.4999998720000001,6.70000032,5.8000000320000007,3.8999999232000002,5.5999995839999999,6.8000001984000003,8.6999999615999997]
[2005,11,3,"2005-11-03",2.2000000032,1.2000000096000001,0.60000000480000004,4.1999999040000002,1.9999999872000001,1.3999999392,4.5000001439999995,2.2999999680000003,0.49999999680000001,1.2000000096000001,4.2999999551999997,4.1999999040000002,0]
[2005,11,11,"2005-11-11",3.1999999104000003,2.9000000160000003,1.5999999552000002,1.1000000448,1.3999999392,2.2999999680000003,2.0999999520000001,1.7000000927999999,0.99999999360000003,3.3000000479999998,2.499999984,2.6000000352000003,0.99999999360000003]
[2005,11,12,"2005-11-12",0,0,0,1.5000000767999999,0.90000002879999996,9.9999999360000008E-2,0,0,0,9.9999999360000008E-2,0,0,0.19999999872000002]
[2005,11,17,"2005-11-17",0,0,0,0,0,0,0,0.19999999872000002,0,0,0,0,8.3000004480000005]
[2005,11,22,"2005-11-22",0,0,0,0,0,0,0,0,0,0,0,0,0]
[2005,11,25,"2005-11-25",1.3000000176000002,2.2999999680000003,9.9999999360000008E-2,3.7000000800000001,2.2999999680000003,0.49999999680000001,0.39999998880000004,0.70000001280000002,9.9999999360000008E-2,3.8999999232000002,0,9.9999999360000008E-2,12.599999712000001]
[2005,11,29,"2005-11-29",0,9.9999999360000008E-2,0,0,0,9.9999999360000008E-2,0,0,0,0,0,0,0.39999998880000004]
[2005,12,4,"2005-12-04",0.39999998880000004,0.19999999872000002,0,6.0000001344000005,2.2999999680000003,9.9999999360000008E-2,0,0,0.39999998880000004,9.9999999360000008E-2,0,9.9999999360000008E-2,0]
[2005,12,9,"2005-12-09",0,0,0,0,9.9999999360000008E-2,9.9999999360000008E-2,0,9.9999999360000008E-2,0,0,0,0,0]
[2005,12,14,"2005-12-14",0,0,0,0,9.9999999360000008E-2,0,0,0,0,0,0,0,0]
[2005,12,16,"2005-12-16",0,0,0,0,0,0,0,0,0,0,0,0,5.4]
[2005,12,21,"2005-12-21",0,0.70000001280000002,0,0.49999999680000001,0.30000000671999999,0,0,0,0,0.39999998880000004,0,0,0]
[2005,12,26,"2005-12-26",9.3000000959999998,9.8000003519999996,0,8.2000002240000001,13.900000032000001,0,0.49999999680000001,0,12.799999295999999,7.8999998976000008,0,0.60000000480000004,2.4000000192000002]
[2006,1,1,"2006-01-01",0.79999997760000008,2.499999984,0.79999997760000008,2.0999999520000001,2.2000000032,1.1000000448,0.39999998880000004,0.99999999360000003,0.19999999872000002,1.1000000448,0.99999999360000003,1.5000000767999999,0]
[2006,1,2,"2006-01-02",0,0,0.39999998880000004,0,9.9999999360000008E-2,0,9.9999999360000008E-2,0,0,0.19999999872000002,0,0,9.9999999360000008E-2]
[2006,1,7,"2006-01-07",9.9999999360000008E-2,0,0.39999998880000004,9.9999999360000008E-2,9.9999999360000008E-2,0.49999999680000001,9.9999999360000008E-2,0.99999999360000003,0,0,0.90000002879999996,0.70000001280000002,0]
[2006,1,12,"2006-01-12",0,0,0,0,9.9999999360000008E-2,0,9.9999999360000008E-2,0.19999999872000002,0,0,9.9999999360000008E-2,9.9999999360000008E-2,0]
[2006,1,17,"2006-01-17",1.3000000176000002,0,1.7999999711999999,0.19999999872000002,0.90000002879999996,1.9000001088,1.9999999872000001,1.5000000767999999,0.99999999360000003,0.19999999872000002,1.7999999711999999,2.9000000160000003,0]
[2006,1,19,"2006-01-19",0.19999999872000002,0,9.9999999360000008E-2,0,9.9999999360000008E-2,0,0.30000000671999999,0.70000001280000002,0,0,0.30000000671999999,0.49999999680000001,0.90000002879999996]
[2006,1,24,"2006-01-24",0,0,0,0,0,0,0,0,0,0,0,0,0]
[2006,1,29,"2006-01-29",0,0,0,0,0,0,0,0,0,0,0,0.19999999872000002,0]
[2006,2,3,"2006-02-03",0,0,0,0,0,0,0,0,0,0,0,0,0]
[2006,2,7,"2006-02-07",1.9000001088,1.3000000176000002,1.1000000448,1.7000000927999999,1.7999999711999999,1.3000000176000002,2.2000000032,2.499999984,1.5000000767999999,1.7000000927999999,2.6000000352000003,2.6000000352000003,2.4000000192000002]
[2006,2,10,"2006-02-10",0,0,0,0,0,0,0,0,0,0,0,0,0]
[2006,2,15,"2006-02-15",0.39999998880000004,0.19999999872000002,0,0.60000000480000004,0.79999997760000008,9.9999999360000008E-2,0.99999999360000003,0.19999999872000002,1.2000000096000001,0.19999999872000002,1.1000000448,1.3000000176000002,0]
[2006,2,20,"2006-02-20",4.5999999360000006,3.1999999104000003,9.9999999360000008E-2,3.3000000479999998,5.1000000191999995,0.79999997760000008,1.3000000176000002,0.19999999872000002,4.5999999360000006,1.2000000096000001,0.39999998880000004,0.79999997760000008,1.7000000927999999]
[2006,2,25,"2006-02-25",0,0,0,0,0,0,0,0,0,0,0.60000000480000004,0.30000000671999999,0.30000000671999999]
[2006,2,27,"2006-02-27",2.2999999680000003,3.0000000672000002,1.9000001088,3.0999998592,2.0999999520000001,1.7999999711999999,1.5999999552000002,1.2000000096000001,2.2999999680000003,3.3000000479999998,0.60000000480000004,1.7000000927999999,9.999999936]
[2006,3,4,"2006-03-04",0,0,0,0,0,0,0,0,0,0,0,0,0.19999999872000002]
[2006,3,9,"2006-03-09",0.90000002879999996,0.39999998880000004,2.6000000352000003,1.3999999392,0.99999999360000003,2.6000000352000003,1.9999999872000001,2.4000000192000002,0.90000002879999996,1.7000000927999999,3.0000000672000002,3.0000000672000002,4.1999999040000002]
[2006,3,10,"2006-03-10",2.7999998784,3.0999998592,9.9999999360000008E-2,4.2999999551999997,2.7,0.30000000671999999,0.39999998880000004,0.49999999680000001,1.5999999552000002,3.0000000672000002,0.39999998880000004,0.30000000671999999,0.90000002879999996]
[2006,3,15,"2006-03-15",0,0,0,0,0,0,0,0,0,0,0,0,0]
[2006,3,21,"2006-03-21",0,0,0,0,0,0,0,0,0,0,0,0,0]
[2006,3,26,"2006-03-26",4.9000001759999998,3.0999998592,0.99999999360000003,6.8000001984000003,5.6999998080000003,1.7000000927999999,2.2999999680000003,3.4999998911999999,1.9999999872000001,2.0999999520000001,3.4999998911999999,4.999999968,1.7999999711999999]
[2006,3,27,"2006-03-27",0.39999998880000004,9.9999999360000008E-2,0.79999997760000008,0,0,1.1000000448,0.99999999360000003,2.2000000032,0.39999998880000004,0,1.5999999552000002,1.7999999711999999,9.9999999360000008E-2]
[2006,4,3,"2006-04-03",0,0,0,0,0,0,0,0,0,9.9999999360000008E-2,0,0,0.19999999872000002]
[2006,4,7,"2006-04-07",2.4000000192000002,0.99999999360000003,0.49999999680000001,2.4000000192000002,2.2999999680000003,0.70000001280000002,0.30000000671999999,0.70000001280000002,0.60000000480000004,0.39999998880000004,1.2000000096000001,2.4000000192000002,0.79999997760000008]
[2006,4,12,"2006-04-12",9.9999999360000008E-2,0,0,0,9.9999999360000008E-2,0,0,0,0,0,0,0,0]
[2006,4,13,"2006-04-13",0,0,0,0,0,0,0,0,0,0,0,0,0]
[2006,4,18,"2006-04-18",0,0,0.30000000671999999,0,0,0.70000001280000002,0,0.39999998880000004,0,0,0,0,0.90000002879999996]
[2006,4,21,"2006-04-21",0,0,0.30000000671999999,0,0,9.9999999360000008E-2,0,0,0,0,0,0,1.5000000767999999]
[2006,4,29,"2006-04-29",3.4000000992000001,0.60000000480000004,1.2000000096000001,2.4000000192000002,2.2999999680000003,0.99999999360000003,1.3000000176000002,1.2000000096000001,2.6000000352000003,0.70000001280000002,0.39999998880000004,0.60000000480000004,0.79999997760000008]
[2006,4,30,"2006-04-30",6.9999997823999998,2.4000000192000002,6.6000000959999996,9.000000287999999,8.1,7.6999999680000002,10.10000016,13.40000064,5.6999998080000003,2.0999999520000001,7.2999999359999999,8.5999999103999993,5.9000002559999993]
[2006,5,5,"2006-05-05",0,0,0,0,0,0,0,0,0.19999999872000002,0,0,0,0]
[2006,5,9,"2006-05-09",9.9999999360000008E-2,9.9999999360000008E-2,0.60000000480000004,0,0,0.39999998880000004,0.30000000671999999,0.90000002879999996,9.9999999360000008E-2,1.3000000176000002,0,9.9999999360000008E-2,0]
[2006,5,16,"2006-05-16",2.7,3.1999999104000003,3.0999998592,1.9000001088,1.3999999392,3.5999999423999998,4.5000001439999995,3.7000000800000001,3.0000000672000002,2.6000000352000003,3.1999999104000003,5.3000002080000002,0]
[2006,5,17,"2006-05-17",5.4999997056000005,4.6999999872,2.7,4.999999968,2.2999999680000003,3.0999998592,2.0999999520000001,3.9999999744000001,3.4999998911999999,5.8000000320000007,1.5999999552000002,1.9999999872000001,6.1999997184]
[2006,5,22,"2006-05-22",3.5999999423999998,3.4999998911999999,3.7000000800000001,3.4000000992000001,3.9999999744000001,2.9000000160000003,2.6000000352000003,3.0999998592,4.5999999360000006,1.7999999711999999,4.5999999360000006,6.4999998720000001,2.2999999680000003]
[2006,5,28,"2006-05-28",2.6000000352000003,0.49999999680000001,9.9999999360000008E-2,1.9999999872000001,1.5000000767999999,9.9999999360000008E-2,0.60000000480000004,0.19999999872000002,0.19999999872000002,0.49999999680000001,0.70000001280000002,0.70000001280000002,0]
[2006,6,2,"2006-06-02",0,0,0,0,0,0,0,0,0,9.9999999360000008E-2,0,0,0]
[2006,6,3,"2006-06-03",0,0,0,0,0,0,0,0,0,0,0,0,0]
[2006,6,8,"2006-06-08",0,0,0,0,0,0,0,0,0,0,0,0,0]
[2006,6,13,"2006-06-13",6.70000032,4.6999999872,11.899999871999999,8.3999998080000005,0.90000002879999996,24.599999808,3.3000000479999998,3.4000000992000001,4.9000001759999998,4.4000000064,3.9999999744000001,2.0999999520000001,10.200000038399999]
[2006,6,15,"2006-06-15",0,1.9000001088,0,0,0,0,9.9999999360000008E-2,0,0.30000000671999999,9.9999999360000008E-2,0,0,0.19999999872000002]
[2006,6,20,"2006-06-20",0.39999998880000004,0,0.30000000671999999,0.90000002879999996,0.49999999680000001,0,9.9999999360000008E-2,0,0,0,9.9999999360000008E-2,0.19999999872000002,2.2999999680000003]
[2006,6,25,"2006-06-25",5.8000000320000007,6.6000000959999996,3.4999998911999999,7.6000002624,4.2999999551999997,6.70000032,6.4999998720000001,10.500000192,4.999999968,10.500000192,8.3000004480000005,8.7999998399999999,1.5999999552000002]
[2006,6,30,"2006-06-30",0,0,0,0,0,0,0,0,0,0,0,0,0]
[2006,7,3,"2006-07-03",0,0,0,0,0,0,0,0,0,0,0,0,0]
[2006,7,7,"2006-07-07",0.19999999872000002,0.79999997760000008,9.9999999360000008E-2,0,9.9999999360000008E-2,0.49999999680000001,0.60000000480000004,9.9999999360000008E-2,1.5000000767999999,2.2000000032,0,9.9999999360000008E-2,2.7999998784]
[2006,7,12,"2006-07-12",0,0,0,0,0,0,0,0,0,0,0,0,0]
[2006,7,17,"2006-07-17",0,0,0,0,0,0,0,0,0,0,0,0,0]
[2006,7,22,"2006-07-22",0,0,1.3999999392,0,0,1.3000000176000002,1.2000000096000001,1.7000000927999999,9.9999999360000008E-2,0,1.5999999552000002,1.5000000767999999,0.70000001280000002]
[2006,7,24,"2006-07-24",0,0,0,0,0,0,9.9999999360000008E-2,0,0,9.9999999360000008E-2,0,0,0]
[2006,7,29,"2006-07-29",0,0,0,0.99999999360000003,9.9999999360000008E-2,0,9.9999999360000008E-2,0.19999999872000002,0,9.9999999360000008E-2,0.19999999872000002,0.19999999872000002,0.70000001280000002]
[2006,8,3,"2006-08-03",1.7000000927999999,2.2000000032,9.9999999360000008E-2,1.7999999711999999,4.5000001439999995,0,0,0,0.60000000480000004,0.19999999872000002,0.19999999872000002,9.9999999360000008E-2,0.49999999680000001]
[2006,8,8,"2006-08-08",0.49999999680000001,0.79999997760000008,9.9999999360000008E-2,0.19999999872000002,0.49999999680000001,9.9999999360000008E-2,0.19999999872000002,0.30000000671999999,9.9999999360000008E-2,9.9999999360000008E-2,9.9999999360000008E-2,9.9999999360000008E-2,9.9999999360000008E-2]
[2006,8,9,"2006-08-09",0.30000000671999999,1.1000000448,0,0.70000001280000002,9.9999999360000008E-2,0.19999999872000002,9.9999999360000008E-2,9.9999999360000008E-2,0.30000000671999999,0.60000000480000004,0,0.19999999872000002,0]
[2006,8,15,"2006-08-15",9.9999999360000008E-2,0,0,0.19999999872000002,0.39999998880000004,0,0,0,0,0.19999999872000002,0,0,0]
[2006,8,20,"2006-08-20",1.5000000767999999,1.9999999872000001,0.30000000671999999,0.60000000480000004,1.9999999872000001,0.79999997760000008,1.7999999711999999,3.0000000672000002,2.499999984,2.7,1.3999999392,4.1999999040000002,0.99999999360000003]
[2006,8,25,"2006-08-25",1.7000000927999999,4.4000000064,1.1000000448,1.1000000448,1.7000000927999999,0.99999999360000003,3.7000000800000001,1.3000000176000002,1.2000000096000001,0.19999999872000002,2.6000000352000003,1.9999999872000001,0.30000000671999999]
[2006,8,27,"2006-08-27",3.1999999104000003,5.4,3.8999999232000002,1.9000001088,2.6000000352000003,4.9000001759999998,5.5999995839999999,4.8000000384000003,3.9999999744000001,3.8000001312,4.6999999872,5.2000000704000007,3.5999999423999998]
[2006,9,1,"2006-09-01",0,0,0,0,0,0,0,0,0,0,0,9.9999999360000008E-2,0]
[2006,9,6,"2006-09-06",0,0,0,0,0,0,0,0,0,0,0,0,0]
[2006,9,11,"2006-09-11",0,0,3.0000000672000002,0,0,1.3999999392,0,3.1999999104000003,0,0,0.99999999360000003,4.1999999040000002,0]
[2006,9,15,"2006-09-15",0,0,0,0,0,0,0,0,0,0,0,0,0]
[2006,9,18,"2006-09-18",0.39999998880000004,0.19999999872000002,9.9999999360000008E-2,1.1000000448,0.39999998880000004,9.9999999360000008E-2,9.9999999360000008E-2,0.30000000671999999,0,0.19999999872000002,0.39999998880000004,0.49999999680000001,0]
[2006,9,23,"2006-09-23",1.3000000176000002,1.7999999711999999,9.9999999360000008E-2,1.7000000927999999,0.60000000480000004,0.19999999872000002,0.70000001280000002,0.30000000671999999,3.7000000800000001,1.9000001088,0.39999998880000004,0.60000000480000004,3.0999998592]
[2006,9,28,"2006-09-28",8.3999998080000005,4.8000000384000003,7.5000003840000007,1.9000001088,0.79999997760000008,5.4999997056000005,3.0000000672000002,7.4000001600000003,7.1999997120000003,0.99999999360000003,1.7000000927999999,4.4000000064,6.2999997695999994]
[2006,9,29,"2006-09-29",2.6000000352000003,0.90000002879999996,4.2999999551999997,1.3999999392,0.30000000671999999,2.2999999680000003,0.49999999680000001,2.2999999680000003,4.6999999872,0.70000001280000002,1.2000000096000001,2.7999998784,9.9999999360000008E-2]
[2006,10,3,"2006-10-03",0.30000000671999999,0,0.60000000480000004,0,9.9999999360000008E-2,0.30000000671999999,9.9999999360000008E-2,0.19999999872000002,0,0,9.9999999360000008E-2,0.19999999872000002,4.999999968]
[2006,10,10,"2006-10-10",3.8999999232000002,0,2.7,9.9999999360000008E-2,0,1.9999999872000001,2.4000000192000002,5.9000002559999993,3.8000001312,0.39999998880000004,5.9000002559999993,5.2000000704000007,0]
[2006,10,15,"2006-10-15",0,0,0,0,0,0,0,0,0,0,0,9.9999999360000008E-2,0]
[2006,10,16,"2006-10-16",0,0,0,0,0,0,0,0,0,9.9999999360000008E-2,0,0,0]
[2006,10,21,"2006-10-21",6.9000003359999997,1.9999999872000001,0.79999997760000008,9.3000000959999998,12.999999744,1.2000000096000001,2.4000000192000002,2.7,1.7999999711999999,2.7999998784,4.5000001439999995,6.3999996479999997,0]
[2006,10,27,"2006-10-27",0.19999999872000002,0.60000000480000004,0.39999998880000004,9.9999999360000008E-2,0.30000000671999999,0.30000000671999999,9.9999999360000008E-2,9.9999999360000008E-2,0.60000000480000004,0.70000001280000002,9.9999999360000008E-2,0,0.30000000671999999]
[2006,11,1,"2006-11-01",0,0,0,0,0,9.9999999360000008E-2,0,0,0,0,0,0,4.999999968]
[2006,11,2,"2006-11-02",0,0,0,0,0,0,9.9999999360000008E-2,0,0,0,0,0,3.4999998911999999]
[2006,11,9,"2006-11-09",0,0,0,0,0,0,0,0,0,9.9999999360000008E-2,0,0,0]
[2006,11,13,"2006-11-13",0.30000000671999999,0,0,9.9999999360000008E-2,9.9999999360000008E-2,9.9999999360000008E-2,9.9999999360000008E-2,0.49999999680000001,0,0.49999999680000001,0.39999998880000004,0.39999998880000004,0]
[2006,11,18,"2006-11-18",0.19999999872000002,0,0,1.1000000448,3.0999998592,0,0,9.9999999360000008E-2,0,9.9999999360000008E-2,0,9.9999999360000008E-2,0]
[2006,11,19,"2006-11-19",4.100000112,2.0999999520000001,1.9000001088,4.9000001759999998,4.2999999551999997,5.3000002080000002,5.2000000704000007,7.1999997120000003,3.4999998911999999,1.1000000448,6.0000001344000005,8.1,2.2999999680000003]
[2006,11,24,"2006-11-24",6.8000001984000003,3.9999999744000001,3.1999999104000003,6.8000001984000003,6.9999997823999998,4.100000112,3.8999999232000002,5.8000000320000007,4.8000000384000003,4.999999968,6.2999997695999994,10.699999776,2.2000000032]
[2006,11,27,"2006-11-27",1.7999999711999999,0.70000001280000002,1.5000000767999999,1.5999999552000002,1.3000000176000002,1.9999999872000001,1.5999999552000002,2.0999999520000001,0.49999999680000001,0.30000000671999999,2.4000000192000002,3.8000001312,9.9999999360000008E-2]
[2006,12,5,"2006-12-05",6.0000001344000005,5.5999995839999999,3.0999998592,5.4999997056000005,2.0999999520000001,1.3000000176000002,1.2000000096000001,2.2000000032,4.5000001439999995,5.1000000191999995,2.2999999680000003,2.4000000192000002,0.79999997760000008]
[2006,12,6,"2006-12-06",18.000000575999998,11.099999808,12.000000096000001,9.8000003519999996,12.599999712000001,11.500000704,15.100000128,18.900000000000002,11.800000511999999,7.5000003840000007,20.499999263999999,24.299999999999997,7.6999999680000002]
[2006,12,11,"2006-12-11",4.8000000384000003,2.7999998784,1.9000001088,2.7,3.8999999232000002,2.499999984,2.4000000192000002,5.1000000191999995,2.6000000352000003,1.5999999552000002,7.0999998336000001,6.8000001984000003,4.6999999872]
[2006,12,15,"2006-12-15",5.1000000191999995,6.2999997695999994,4.999999968,7.9999997760000001,5.3000002080000002,5.1000000191999995,3.9999999744000001,4.1999999040000002,5.4,5.5999995839999999,3.4999998911999999,3.8999999232000002,9.3000000959999998]
[2006,12,22,"2006-12-22",0,0,0,0,0,0,0,0,0,0,0,0,0]
[2006,12,23,"2006-12-23",0,0,0,0,0,0,0,0,0,0,0,0,0]
[2006,12,28,"2006-12-28",0,0,0,0,0,0,0,0,0,0,9.9999999360000008E-2,0,0]
[2007,1,2,"2007-01-02",9.9999999360000008E-2,0,9.9999999360000008E-2,0,9.9999999360000008E-2,0,0,0,0.19999999872000002,0,0,9.9999999360000008E-2,0.30000000671999999]
[2007,1,7,"2007-01-07",2.6000000352000003,2.9000000160000003,2.499999984,2.9000000160000003,2.4000000192000002,3.0999998592,4.2999999551999997,4.4000000064,2.9000000160000003,1.7000000927999999,8.6999999615999997,8.9000000640000003,3.5999999423999998]
[2007,1,9,"2007-01-09",1.3999999392,0.90000002879999996,3.5999999423999998,2.499999984,1.9000001088,2.6000000352000003,2.6000000352000003,3.1999999104000003,0.79999997760000008,0.90000002879999996,2.4000000192000002,3.0999998592,14.899999680000001]
[2007,1,14,"2007-01-14",0.19999999872000002,0,0,0,0,0,9.9999999360000008E-2,0,0.19999999872000002,0.49999999680000001,0.49999999680000001,0.39999998880000004,0]
[2007,1,19,"2007-01-19",1.3999999392,0.99999999360000003,0.70000001280000002,1.5000000767999999,2.499999984,0.79999997760000008,1.3000000176000002,1.5999999552000002,0.60000000480000004,1.5000000767999999,1.5999999552000002,2.2999999680000003,3.3000000479999998]
[2007,1,21,"2007-01-21",0,0,0.49999999680000001,0,0,0.19999999872000002,9.9999999360000008E-2,0,0.19999999872000002,9.9999999360000008E-2,0,9.9999999360000008E-2,0.39999998880000004]
[2007,1,26,"2007-01-26",9.9999999360000008E-2,0,0.30000000671999999,1.5999999552000002,0.19999999872000002,0.39999998880000004,0.30000000671999999,0.60000000480000004,0,0.60000000480000004,0.30000000671999999,0.30000000671999999,1.1000000448]
[2007,1,31,"2007-01-31",0,0,0,0,0,0,9.9999999360000008E-2,0,0,0,0,0,0]
[2007,2,5,"2007-02-05",9.9999999360000008E-2,0,0,0,0,0,0,0.49999999680000001,0,0,0,0,1.3999999392]
[2007,2,8,"2007-02-08",1.2000000096000001,4.999999968,4.5000001439999995,3.0999998592,1.7999999711999999,3.0999998592,2.6000000352000003,2.7999998784,1.5000000767999999,4.100000112,4.6999999872,3.0999998592,4.1999999040000002]
[2007,2,12,"2007-02-12",4.9000001759999998,2.4000000192000002,6.3999996479999997,5.4999997056000005,4.6999999872,5.9000002559999993,4.8000000384000003,5.9000002559999993,3.3000000479999998,4.100000112,2.6000000352000003,1.5000000767999999,8.2000002240000001]
[2007,2,17,"2007-02-17",0,0,0,0,0,0,0,0,0,0,0,0,0]
[2007,2,22,"2007-02-22",5.2000000704000007,3.5999999423999998,3.8000001312,4.1999999040000002,4.5000001439999995,6.1999997184,4.1999999040000002,7.8999998976000008,3.3000000479999998,1.5000000767999999,6.3999996479999997,8.5000000320000009,3.4000000992000001]
[2007,2,27,"2007-02-27",2.2000000032,1.9999999872000001,2.6000000352000003,3.5999999423999998,2.7,2.4000000192000002,2.7,2.7999998784,1.3999999392,1.7000000927999999,2.4000000192000002,2.6000000352000003,4.5000001439999995]
[2007,3,3,"2007-03-03",0.30000000671999999,0,9.9999999360000008E-2,0.30000000671999999,0,9.9999999360000008E-2,9.9999999360000008E-2,0.60000000480000004,0,0.19999999872000002,1.5000000767999999,1.5999999552000002,0]
[2007,3,6,"2007-03-06",2.0999999520000001,0.30000000671999999,1.3999999392,7.2999999359999999,3.4000000992000001,0.90000002879999996,0.70000001280000002,0.90000002879999996,0.39999998880000004,0.79999997760000008,0.79999997760000008,0.70000001280000002,0]
[2007,3,11,"2007-03-11",0,0,0,0,0,0,9.9999999360000008E-2,0,0.19999999872000002,9.9999999360000008E-2,0,0,0]
[2007,3,16,"2007-03-16",0,0,0,0,0,0,0,0,0,0,0,0,0]
[2007,3,17,"2007-03-17",0.39999998880000004,0,0.60000000480000004,0.49999999680000001,0.79999997760000008,0.49999999680000001,0.70000001280000002,0.99999999360000003,9.9999999360000008E-2,0.70000001280000002,1.2000000096000001,0.90000002879999996,0.49999999680000001]
[2007,3,23,"2007-03-23",2.2000000032,5.6999998080000003,0.39999998880000004,1.7999999711999999,0.99999999360000003,1.3000000176000002,2.7999998784,1.5000000767999999,3.8999999232000002,1.9999999872000001,1.5000000767999999,2.2000000032,9.9999999360000008E-2]
[2007,3,28,"2007-03-28",0,0,0,0,0,0,9.9999999360000008E-2,0,0,0,0.30000000671999999,0.30000000671999999,0]
[2007,4,2,"2007-04-02",0,0,0,0,0,0,0,0,0,0,0,0,9.9999999360000008E-2]
[2007,4,4,"2007-04-04",0.30000000671999999,0,0,0,0,9.9999999360000008E-2,0,0,0,9.9999999360000008E-2,0,0,0]
[2007,4,9,"2007-04-09",0,0,0,0,0,0,0,0,0,0,0,0,0]
[2007,4,14,"2007-04-14",0,0,0,0,0,0,0,0,0,0,0,0,0]
[2007,4,19,"2007-04-19",0,0,0,0,0,0,0,0,0,0,0,0,0]
[2007,4,20,"2007-04-20",0,0,0,0,0,0,0,0,0,0,0,0,0]
[2007,4,27,"2007-04-27",0,0,0,0,0,0,0,0,0,0,0,0,0]
[2007,5,1,"2007-05-01",0,0,0,0,0,0,0,0,0,0,0,0,0]
[2007,5,6,"2007-05-06",0.99999999360000003,0.30000000671999999,0.19999999872000002,1.3000000176000002,1.3999999392,0.19999999872000002,0.49999999680000001,1.1000000448,0.60000000480000004,1.2000000096000001,1.3000000176000002,1.3999999392,3.7000000800000001]
[2007,5,7,"2007-05-07",0.30000000671999999,1.2000000096000001,6.1000002719999999,0,0.39999998880000004,3.8999999232000002,2.2999999680000003,3.0999998592,1.2000000096000001,3.0999998592,1.5000000767999999,1.3000000176000002,0.79999997760000008]
[2007,5,11,"2007-05-11",9.8000003519999996,10.399999967999999,6.6000000959999996,9.1999998720000011,8.5999999103999993,5.4,10.200000038399999,8.7999998399999999,12.999999744,8.3000004480000005,10.200000038399999,14.300000064000001,8.5000000320000009]
[2007,5,18,"2007-05-18",0,0,0,0,0,0,0,0,0,0,0,0,0]
[2007,5,23,"2007-05-23",0,0,0,0,0,0,0,0,0,0,0,0,0]
[2007,5,24,"2007-05-24",0,0,0,0,0,0,0,0,0,0,0,0,0]
[2007,5,29,"2007-05-29",0.39999998880000004,1.5000000767999999,0.90000002879999996,1.3999999392,0.30000000671999999,0.99999999360000003,9.9999999360000008E-2,0.19999999872000002,2.2999999680000003,2.6000000352000003,0.19999999872000002,0.30000000671999999,0.79999997760000008]
[2007,6,4,"2007-06-04",0,0,0,0,0,0,0,0,0,0,0,0.19999999872000002,0]
[2007,6,9,"2007-06-09",0,0,0,0,0,0,0,0,0,0,0,0.30000000671999999,0]
[2007,6,10,"2007-06-10",9.9999999360000008E-2,0,0,0,0,0,9.9999999360000008E-2,0,9.9999999360000008E-2,0,0,0,9.9999999360000008E-2]
[2007,6,15,"2007-06-15",1.3000000176000002,0.39999998880000004,0.90000002879999996,2.7,0.49999999680000001,0.90000002879999996,1.9999999872000001,4.8000000384000003,1.1000000448,0.19999999872000002,1.5000000767999999,1.5000000767999999,0]
[2007,6,21,"2007-06-21",2.2000000032,2.499999984,1.9999999872000001,2.0999999520000001,4.8000000384000003,2.0999999520000001,1.9000001088,2.2999999680000003,0.79999997760000008,0.99999999360000003,2.4000000192000002,3.4000000992000001,0.90000002879999996]
[2007,6,26,"2007-06-26",0.19999999872000002,0,0,0,0,0,0.60000000480000004,0,0,0,0,0,0.30000000671999999]
[2007,6,27,"2007-06-27",0.90000002879999996,1.5000000767999999,4.5999999360000006,1.2000000096000001,1.1000000448,3.0000000672000002,1.5999999552000002,1.9999999872000001,1.2000000096000001,0.39999998880000004,0.90000002879999996,1.2000000096000001,2.2999999680000003]
[2007,7,2,"2007-07-02",1.5000000767999999,1.5000000767999999,4.1999999040000002,1.5999999552000002,0.49999999680000001,3.1999999104000003,2.0999999520000001,3.3000000479999998,3.0000000672000002,1.3000000176000002,1.9999999872000001,4.6999999872,6.1999997184]
[2007,7,5,"2007-07-05",2.4000000192000002,1.7999999711999999,0.70000001280000002,1.9000001088,2.499999984,0.60000000480000004,1.3000000176000002,1.9000001088,0.79999997760000008,1.3999999392,1.3999999392,2.0999999520000001,5.6999998080000003]
[2007,7,13,"2007-07-13",0,0,0,0,0,0,9.9999999360000008E-2,0.19999999872000002,0.39999998880000004,0,0.39999998880000004,0.19999999872000002,0.30000000671999999]
[2007,7,14,"2007-07-14",11.399999616000001,2.9000000160000003,1.5000000767999999,18.099999936,12.699999935999999,2.4000000192000002,4.5000001439999995,3.1999999104000003,3.9999999744000001,9.000000287999999,4.2999999551999997,4.4000000064,9.9999999360000008E-2]
[2007,7,19,"2007-07-19",7.6999999680000002,0.39999998880000004,4.2999999551999997,0.70000001280000002,7.4000001600000003,6.8000001984000003,10.500000192,10.300000089599999,4.4000000064,0.30000000671999999,10.899999360000001,17.800000128000001,0]
[2007,7,23,"2007-07-23",19.000000224000001,26.700001920000002,10.699999776,18.799999776,17.899999487999999,18.300000384000001,17.499999455999998,16.499999807999998,26.099998847999998,23.299999488000001,12.500000352000001,17.300000736000001,3.0000000672000002]
[2007,7,30,"2007-07-30",0,0,0,0,0,0,0,0,0,0,0,0,0]
[2007,7,31,"2007-07-31",0,0,0,0,0,0,0,0,0,0,0,0,0]
[2007,8,5,"2007-08-05",0,0,0,0,0,0,0,0,0,0,0,0,0]
[2007,8,10,"2007-08-10",0,0,0,0,0,0,0,0,0,9.9999999360000008E-2,0,0,0]
[2007,8,15,"2007-08-15",3.1999999104000003,0.49999999680000001,5.3000002080000002,0.39999998880000004,0.30000000671999999,3.8000001312,1.1000000448,0.79999997760000008,0.49999999680000001,0.60000000480000004,0.60000000480000004,1.9000001088,8.7999998399999999]
[2007,8,17,"2007-08-17",9.9999999360000008E-2,0,0.90000002879999996,0,0,0.99999999360000003,0.60000000480000004,0.79999997760000008,0,0,0.19999999872000002,0.30000000671999999,9.9999999360000008E-2]
[2007,8,22,"2007-08-22",7.4000001600000003,2.0999999520000001,0.90000002879999996,5.2000000704000007,6.2999997695999994,4.4000000064,15.000000768000001,4.6999999872,1.5000000767999999,2.0999999520000001,2.2000000032,4.1999999040000002,8.1]
[2007,8,27,"2007-08-27",0,0,0,0,0,0,2.7,19.400000255999998,0,0,15.599999519999999,13.900000032000001,0]
[2007,9,2,"2007-09-02",0,0,0.90000002879999996,0,0,0.79999997760000008,9.9999999360000008E-2,0.70000001280000002,9.9999999360000008E-2,0.39999998880000004,9.9999999360000008E-2,0.60000000480000004,15.200000352]
[2007,9,3,"2007-09-03",0,0,0,0,0,0,0,0,0,0,0,0,0.60000000480000004]
[2007,9,8,"2007-09-08",0,0,0,0,0,0,0,0,0,0,0,0,0]
[2007,9,13,"2007-09-13",0,0,0,0,0,0,0,0,0,0,0,0,0]
[2007,9,18,"2007-09-18",9.9999999360000008E-2,0,0,0,9.9999999360000008E-2,0,9.9999999360000008E-2,0,9.9999999360000008E-2,0,0,0,0.30000000671999999]
[2007,9,20,"2007-09-20",9.9999999360000008E-2,0,0,0,9.9999999360000008E-2,0,9.9999999360000008E-2,9.9999999360000008E-2,0,0,9.9999999360000008E-2,9.9999999360000008E-2,0.19999999872000002]
[2007,9,25,"2007-09-25",1.2000000096000001,0.60000000480000004,0.60000000480000004,0.19999999872000002,9.9999999360000008E-2,0.70000001280000002,2.4000000192000002,2.2999999680000003,0.90000002879999996,0.19999999872000002,1.1000000448,2.2999999680000003,7.7999998464000004]
[2007,9,30,"2007-09-30",3.0000000672000002,1.2000000096000001,2.2000000032,3.7000000800000001,3.4000000992000001,3.8999999232000002,2.6000000352000003,3.9999999744000001,1.1000000448,1.3999999392,3.4999998911999999,4.5000001439999995,0]
[2007,10,5,"2007-10-05",0,0,0,0,0,0,0,0,0,0,0,0,0]
[2007,10,9,"2007-10-09",25.400001600000003,26.099998847999998,18.399999744000002,23.299999488000001,23.200000128000003,20.100000959999999,21.799998720000001,21.6,27.099999359999998,23.500000799999999,16.999999200000001,19.300000032,23.200000128000003]
[2007,10,12,"2007-10-12",0,0,0,0.19999999872000002,0,0,0,0,9.9999999360000008E-2,0,0,0,0.70000001280000002]
[2007,10,17,"2007-10-17",0.19999999872000002,0.19999999872000002,0,0.19999999872000002,0,9.9999999360000008E-2,0.49999999680000001,0,0,0,0,9.9999999360000008E-2,0.19999999872000002]
[2007,10,22,"2007-10-22",9.9999999360000008E-2,9.9999999360000008E-2,0,0,0,9.9999999360000008E-2,0,9.9999999360000008E-2,0.39999998880000004,0,0,0,0.90000002879999996]
[2007,10,27,"2007-10-27",0,0,0,0.39999998880000004,0,0,0,0.19999999872000002,0,0,9.9999999360000008E-2,0.19999999872000002,0]
[2007,10,29,"2007-10-29",9.9999999360000008E-2,0,0,0,9.9999999360000008E-2,0,0,0,0,0,0,0,0]
[2007,11,3,"2007-11-03",0,0,0,0,0,0,0,0,0,0,0,0,0]
[2007,11,8,"2007-11-08",4.6999999872,5.3000002080000002,5.1000000191999995,3.9999999744000001,5.2000000704000007,6.1999997184,4.5999999360000006,4.2999999551999997,1.5000000767999999,3.8999999232000002,3.8000001312,3.8999999232000002,1.3999999392]
[2007,11,9,"2007-11-09",9.9999999360000008E-2,0,9.9999999360000008E-2,0,9.9999999360000008E-2,0.19999999872000002,0.19999999872000002,9.9999999360000008E-2,0,9.9999999360000008E-2,0,9.9999999360000008E-2,0.19999999872000002]
[2007,11,14,"2007-11-14",2.2000000032,3.0999998592,0,13.100000831999999,5.5999995839999999,0,0.19999999872000002,0.19999999872000002,0.90000002879999996,5.1000000191999995,0,0,0.90000002879999996]
[2007,11,20,"2007-11-20",9.8999997120000014,9.3999999744,5.6999998080000003,19.900000511999998,15.399999072000002,6.1000002719999999,5.5999995839999999,6.0000001344000005,6.4999998720000001,11.200000032,4.1999999040000002,5.9000002559999993,7.9999997760000001]
[2007,11,25,"2007-11-25",0.79999997760000008,0.90000002879999996,0,0.49999999680000001,0.49999999680000001,9.9999999360000008E-2,0.19999999872000002,0,0.70000001280000002,0.19999999872000002,0,0,1.1000000448]
[2007,11,26,"2007-11-26",9.9999999360000008E-2,0,0,0,9.9999999360000008E-2,9.9999999360000008E-2,9.9999999360000008E-2,0.49999999680000001,0,0,0.30000000671999999,0.39999998880000004,0]
[2007,12,3,"2007-12-03",0.49999999680000001,0,0,0,0.19999999872000002,0.30000000671999999,0,0,0,0.30000000671999999,0,0,3.0000000672000002]
[2007,12,7,"2007-12-07",9.9999999360000008E-2,0,0,0,9.9999999360000008E-2,9.9999999360000008E-2,0,0,0,0,0,0.19999999872000002,0]
[2007,12,12,"2007-12-12",0,9.9999999360000008E-2,0,0.19999999872000002,0,0.19999999872000002,9.9999999360000008E-2,0,0,0.19999999872000002,0,0,0]
[2007,12,13,"2007-12-13",0,0,0,0,0,9.9999999360000008E-2,9.9999999360000008E-2,0.19999999872000002,0,0,0,9.9999999360000008E-2,0]
[2007,12,21,"2007-12-21",0,0,0,0,0,9.9999999360000008E-2,9.9999999360000008E-2,9.9999999360000008E-2,0,9.9999999360000008E-2,0,0,0]
[2007,12,24,"2007-12-24",0,0,0.49999999680000001,0,9.9999999360000008E-2,9.9999999360000008E-2,0,0.19999999872000002,0,0,0,0.30000000671999999,0.99999999360000003]
[2007,12,29,"2007-12-29",0,0,0,0,9.9999999360000008E-2,0,0,0,0,0,0,0,0.99999999360000003]
[2007,12,30,"2007-12-30",0,9.9999999360000008E-2,9.9999999360000008E-2,0,0,0.19999999872000002,9.9999999360000008E-2,9.9999999360000008E-2,0,0,0,0,0.39999998880000004]
[2008,1,4,"2008-01-04",7.0999998336000001,7.9999997760000001,4.9000001759999998,6.4999998720000001,6.70000032,5.5999995839999999,8.2000002240000001,6.6000000959999996,6.2999997695999994,5.2000000704000007,7.6000002624,10.10000016,4.5000001439999995]
[2008,1,8,"2008-01-08",2.7,3.0999998592,5.4,0.30000000671999999,1.7000000927999999,4.5000001439999995,1.7999999711999999,4.999999968,1.9999999872000001,1.2000000096000001,2.2999999680000003,2.7,1.9999999872000001]
[2008,1,15,"2008-01-15",21.100001471999999,23.200000128000003,12.900000384,21.999999167999999,23.399998848000003,12.500000352000001,22.799999232000001,19.199999807999998,17.100000288,20.699999712,24.200000639999999,28.399999679999997,18.499999968000001]
[2008,1,16,"2008-01-16",9.9999999360000008E-2,0,0,0.19999999872000002,9.9999999360000008E-2,0.30000000671999999,0,0.19999999872000002,0,9.9999999360000008E-2,9.9999999360000008E-2,9.9999999360000008E-2,0]
[2008,1,21,"2008-01-21",1.2000000096000001,0.30000000671999999,2.9000000160000003,2.6000000352000003,1.7999999711999999,1.5999999552000002,0.79999997760000008,1.3999999392,0,2.4000000192000002,0.99999999360000003,1.2000000096000001,4.999999968]
[2008,1,27,"2008-01-27",0,9.9999999360000008E-2,0,0,0,0,0,0.19999999872000002,0,0,9.9999999360000008E-2,0,0]
[2008,2,1,"2008-02-01",9.9999999360000008E-2,0,0,0,0,0,0,0,0,0,0,0,6.6000000959999996]
[2008,2,2,"2008-02-02",0.30000000671999999,1.1000000448,0,0,0,0,0,0,0,0.30000000671999999,0,0,9.9999999360000008E-2]
[2008,2,7,"2008-02-07",0,9.9999999360000008E-2,0,0,9.9999999360000008E-2,0.19999999872000002,9.9999999360000008E-2,0,0,9.9999999360000008E-2,0,0,0]
[2008,2,14,"2008-02-14",9.9999999360000008E-2,0,0,0,0,0,0,0,0,0,0,0,0]
[2008,2,18,"2008-02-18",0,0,0,0.19999999872000002,0,0.19999999872000002,0.19999999872000002,0,0,0,0,0,0]
[2008,2,19,"2008-02-19",0,0,0,0,9.9999999360000008E-2,0,9.9999999360000008E-2,0,0,0,0,0,0]
[2008,2,24,"2008-02-24",1.1000000448,1.2000000096000001,1.9000001088,1.1000000448,1.3000000176000002,1.5000000767999999,1.2000000096000001,0.90000002879999996,1.5000000767999999,1.5999999552000002,0.49999999680000001,0.60000000480000004,2.2000000032]
[2008,2,29,"2008-02-29",1.5000000767999999,0.39999998880000004,1.5000000767999999,1.7000000927999999,1.9999999872000001,0.60000000480000004,1.5999999552000002,2.2999999680000003,0.90000002879999996,0.79999997760000008,2.6000000352000003,2.7999998784,1.9999999872000001]
[2008,3,3,"2008-03-03",0,0,0,0,0,0,0,0,0,0,0,9.9999999360000008E-2,0]
[2008,3,7,"2008-03-07",9.9999999360000008E-2,0,0.90000002879999996,0,9.9999999360000008E-2,0.30000000671999999,0.70000001280000002,0.19999999872000002,0,0.19999999872000002,9.9999999360000008E-2,0.19999999872000002,9.9999999360000008E-2]
[2008,3,12,"2008-03-12",0,0,0,0,0,0,0,0,0,0,0,9.9999999360000008E-2,0]
[2008,3,17,"2008-03-17",9.9999999360000008E-2,0,0,0,0,0,0,0,0,0,9.9999999360000008E-2,9.9999999360000008E-2,0.70000001280000002]
[2008,3,22,"2008-03-22",1.7999999711999999,0.30000000671999999,0.39999998880000004,0.39999998880000004,1.5000000767999999,0.30000000671999999,1.5000000767999999,9.9999999360000008E-2,0.30000000671999999,0.60000000480000004,0.39999998880000004,0.90000002879999996,1.3999999392]
[2008,3,24,"2008-03-24",0.19999999872000002,9.9999999360000008E-2,0.60000000480000004,9.9999999360000008E-2,0.19999999872000002,0.70000001280000002,0.99999999360000003,1.1000000448,0,0,1.3999999392,1.7000000927999999,7.8999998976000008]
[2008,3,29,"2008-03-29",6.6000000959999996,4.5999999360000006,7.2999999359999999,0.90000002879999996,2.2999999680000003,8.9000000640000003,10.200000038399999,13.800000671999999,9.000000287999999,1.7999999711999999,11.800000511999999,14.399999424000001,0.19999999872000002]
[2008,4,3,"2008-04-03",0,0,0,0,0,0,0,0,0,0,0,0,0]
[2008,4,9,"2008-04-09",0,0,0,0,0,0,0,0,0,0,0,0,0.39999998880000004]
[2008,4,10,"2008-04-10",0.30000000671999999,9.9999999360000008E-2,0.49999999680000001,0,0,0.60000000480000004,0.49999999680000001,0.90000002879999996,0,9.9999999360000008E-2,1.5999999552000002,1.1000000448,0]
[2008,4,15,"2008-04-15",0,0,3.0999998592,0,0,2.499999984,0.49999999680000001,0.49999999680000001,0,0,0.60000000480000004,0.79999997760000008,4.999999968]
[2008,4,20,"2008-04-20",7.5000003840000007,0.39999998880000004,0.39999998880000004,3.5999999423999998,8.1,0.60000000480000004,1.9000001088,2.6000000352000003,0.19999999872000002,9.9999999360000008E-2,6.9999997823999998,8.3000004480000005,0.39999998880000004]
[2008,4,25,"2008-04-25",0,0,9.9999999360000008E-2,0,0,9.9999999360000008E-2,0,0.39999998880000004,0.19999999872000002,0,0,0,9.9999999360000008E-2]
[2008,4,27,"2008-04-27",0,0,0.70000001280000002,0.19999999872000002,0,0.39999998880000004,9.9999999360000008E-2,0.60000000480000004,0,9.9999999360000008E-2,0.39999998880000004,0.39999998880000004,0]
[2008,5,2,"2008-05-02",0,0,0.60000000480000004,0,9.9999999360000008E-2,9.9999999360000008E-2,0,0,0,1.5000000767999999,0,0,0.79999997760000008]
[2008,5,7,"2008-05-07",0,0,0,0,0,0,0,0,0,0,0,0,0]
[2008,5,12,"2008-05-12",0,0,0,0,9.9999999360000008E-2,0,0,0,0,0,0,0,0]
[2008,5,16,"2008-05-16",0.19999999872000002,0.19999999872000002,0,1.7000000927999999,0.90000002879999996,0,9.9999999360000008E-2,9.9999999360000008E-2,0.49999999680000001,0.19999999872000002,0.49999999680000001,1.5999999552000002,1.9999999872000001]
[2008,5,19,"2008-05-19",0,0,0,0,0,0,0,0,9.9999999360000008E-2,0,0,0,0]
[2008,5,24,"2008-05-24",24.999999840000001,25.800000768,21.899999808,34.299999935999999,27.400000032000001,23.399998848000003,17.400000095999999,12.900000384,34.299999935999999,20.699999712,18.399999744000002,18.599999327999999,0.19999999872000002]
[2008,5,29,"2008-05-29",6.3999996479999997,17.100000288,5.8000000320000007,14.300000064000001,6.8000001984000003,6.4999998720000001,6.70000032,4.999999968,4.100000112,20.600000352000002,4.9000001759999998,5.3000002080000002,3.4000000992000001]
[2008,5,30,"2008-05-30",9.9999999360000008E-2,9.9999999360000008E-2,0,0.19999999872000002,0,0,9.9999999360000008E-2,0,0.19999999872000002,9.9999999360000008E-2,0,0,0]
[2008,6,3,"2008-06-03",1.3999999392,3.3000000479999998,4.5999999360000006,0,0.19999999872000002,4.1999999040000002,1.5000000767999999,1.7999999711999999,2.0999999520000001,7.7999998464000004,2.2999999680000003,1.9000001088,0.30000000671999999]
[2008,6,10,"2008-06-10",0,0,0,0,0,0,0,0,0,0,0,0,0]
[2008,6,15,"2008-06-15",0,0,0,0.19999999872000002,0,0,0,0,0,0,0,0,9.9999999360000008E-2]
[2008,6,16,"2008-06-16",0.79999997760000008,0,0,9.9999999360000008E-2,0.49999999680000001,0,0,0,0,0,9.9999999360000008E-2,0.90000002879999996,0]
[2008,6,21,"2008-06-21",9.9999999360000008E-2,0,0.49999999680000001,0,0,0,9.9999999360000008E-2,0.30000000671999999,0,0,0,9.9999999360000008E-2,0.70000001280000002]
[2008,6,27,"2008-06-27",0.79999997760000008,0.19999999872000002,0.79999997760000008,0,9.9999999360000008E-2,0.49999999680000001,0.19999999872000002,0.39999998880000004,1.3000000176000002,0.79999997760000008,9.9999999360000008E-2,0.19999999872000002,9.9999999360000008E-2]
[2008,7,2,"2008-07-02",3.3000000479999998,1.3000000176000002,0.49999999680000001,1.1000000448,2.0999999520000001,0.60000000480000004,0.60000000480000004,9.9999999360000008E-2,0.90000002879999996,1.5000000767999999,0.19999999872000002,0.39999998880000004,0.79999997760000008]
[2008,7,3,"2008-07-03",0,0,9.9999999360000008E-2,0,9.9999999360000008E-2,0,0,0,0,0,0,0,1.9999999872000001]
[2008,7,10,"2008-07-10",0,0,9.9999999360000008E-2,0,9.9999999360000008E-2,0,9.9999999360000008E-2,0,0,0,1.5999999552000002,0.79999997760000008,0]
[2008,7,14,"2008-07-14",0,0,0,0,0,0,0,0,0,0,0,0,0]
[2008,7,19,"2008-07-19",0,0,0,0,0,0,0,0.19999999872000002,0,0,0.60000000480000004,0.49999999680000001,1.7000000927999999]
[2008,7,20,"2008-07-20",0,0,0,0,0,0,0,0,0,0.19999999872000002,0,0,1.2000000096000001]
[2008,7,25,"2008-07-25",0,0,0,0,0,0,0,0,0,0,0,0,0]
[2008,7,28,"2008-07-28",7.5000003840000007,11.300000255999999,9.5999999039999988,7.2999999359999999,11.099999808,8.5999999103999993,6.9000003359999997,17.400000095999999,5.1000000191999995,14.899999680000001,16.299999360000001,14.699999232,4.100000112]
[2008,8,5,"2008-08-05",0.90000002879999996,0.19999999872000002,1.7000000927999999,0.39999998880000004,0.70000001280000002,1.5000000767999999,1.3999999392,1.2000000096000001,0.60000000480000004,0.49999999680000001,1.3000000176000002,1.7000000927999999,1.5000000767999999]
[2008,8,6,"2008-08-06",8.5000000320000009,12.699999935999999,11.800000511999999,3.4999998911999999,2.6000000352000003,12.200000544,8.7999998399999999,22.299999840000002,17.100000288,6.9000003359999997,5.2000000704000007,7.8999998976000008,3.9999999744000001]
[2008,8,11,"2008-08-11",7.2999999359999999,5.4999997056000005,20.300000544,3.4000000992000001,3.1999999104000003,17.300000736000001,11.200000032,21.200000832000001,9.3999999744,3.4999998911999999,14.699999232,18.000000575999998,10.300000089599999]
[2008,8,15,"2008-08-15",0,0,0,0,0,0,0,0,0,0,0,0,0]
[2008,8,22,"2008-08-22",0.39999998880000004,0.39999998880000004,9.9999999360000008E-2,9.9999999360000008E-2,0.70000001280000002,0.19999999872000002,0.39999998880000004,0,1.2000000096000001,0,0,0.19999999872000002,7.7999998464000004]
[2008,8,23,"2008-08-23",0.70000001280000002,0.79999997760000008,0.30000000671999999,0.79999997760000008,0.79999997760000008,0.90000002879999996,1.7999999711999999,1.3999999392,9.9999999360000008E-2,0.99999999360000003,1.7000000927999999,1.7000000927999999,1.3000000176000002]
[2008,8,28,"2008-08-28",0,0,0,0,0,0,0,0,0,0,0,0,0]
[2008,9,3,"2008-09-03",1.5000000767999999,0.30000000671999999,0.19999999872000002,2.2999999680000003,5.5999995839999999,0.79999997760000008,0,1.9000001088,0.79999997760000008,0,0.70000001280000002,1.7999999711999999,0]
[2008,9,8,"2008-09-08",0,0,0,0,0,0,0.30000000671999999,0,0,0,0.49999999680000001,0.19999999872000002,9.9999999360000008E-2]
[2008,9,9,"2008-09-09",0.90000002879999996,0,1.7000000927999999,9.9999999360000008E-2,0.19999999872000002,1.2000000096000001,1.5999999552000002,1.7999999711999999,0,0.30000000671999999,1.5999999552000002,2.4000000192000002,0.90000002879999996]
[2008,9,14,"2008-09-14",0,0,0,0,0,0,0.30000000671999999,0,0,0,0,0,0]
[2008,9,19,"2008-09-19",0,0,0,0,0,0,0,0,0,0,0,0,0]
[2008,9,21,"2008-09-21",0,0,0,0,0,0,0,0,0,0,0,0,0]
[2008,9,26,"2008-09-26",0,0,0,0,0,9.9999999360000008E-2,9.9999999360000008E-2,0,0,9.9999999360000008E-2,0,0,0]
[2008,10,1,"2008-10-01",0.19999999872000002,0.49999999680000001,0.39999998880000004,1.1000000448,0,1.2000000096000001,0.60000000480000004,0.39999998880000004,0.79999997760000008,2.2000000032,0.19999999872000002,9.9999999360000008E-2,0.70000001280000002]
[2008,10,6,"2008-10-06",2.2999999680000003,1.2000000096000001,0.49999999680000001,1.3000000176000002,0.79999997760000008,1.1000000448,2.499999984,2.9000000160000003,1.5000000767999999,0.90000002879999996,2.9000000160000003,3.8999999232000002,9.9999999360000008E-2]
[2008,10,9,"2008-10-09",0,0,0,0,0,0,9.9999999360000008E-2,0,0,0,0,0,0]
[2008,10,13,"2008-10-13",0,0,0,0,0,0,0,0.39999998880000004,0,9.9999999360000008E-2,0.19999999872000002,9.9999999360000008E-2,0]
[2008,10,18,"2008-10-18",0,0,0,0,0,0.19999999872000002,9.9999999360000008E-2,0,0,0,0,0,0]
[2008,10,23,"2008-10-23",1.7000000927999999,1.3999999392,1.1000000448,1.3999999392,1.9000001088,1.5000000767999999,1.9999999872000001,2.4000000192000002,0.30000000671999999,1.3000000176000002,1.7999999711999999,2.6000000352000003,1.5999999552000002]
[2008,10,28,"2008-10-28",6.70000032,12.200000544,3.3000000479999998,10.500000192,8.2000002240000001,1.3000000176000002,0.60000000480000004,1.1000000448,8.2000002240000001,20.300000544,9.9999999360000008E-2,0.49999999680000001,3.3000000479999998]
[2008,10,30,"2008-10-30",10.8,14.300000064000001,6.4999998720000001,4.4000000064,3.3000000479999998,15.799999968,7.8999998976000008,10.600000416,11.800000511999999,17.59999968,3.9999999744000001,3.1999999104000003,5.1000000191999995]
[2008,11,4,"2008-11-04",9.9999999360000008E-2,0,9.9999999360000008E-2,0,0,0,9.9999999360000008E-2,0,0,0,0,0,0.19999999872000002]
[2008,11,9,"2008-11-09",6.1000002719999999,2.9000000160000003,2.7999998784,4.2999999551999997,5.9000002559999993,3.9999999744000001,8.5000000320000009,8.5000000320000009,3.0999998592,2.499999984,11.500000704,12.900000384,10.399999967999999]
[2008,11,14,"2008-11-14",0,0,0,0,0,0,0,0,0,0,0,0,9.9999999360000008E-2]
[2008,11,15,"2008-11-15",0,0,0,0,0,0,0,0,0,9.9999999360000008E-2,0,0,0.19999999872000002]
[2008,11,21,"2008-11-21",0.79999997760000008,0.49999999680000001,0.30000000671999999,0.90000002879999996,0.90000002879999996,0.30000000671999999,0.49999999680000001,0.39999998880000004,0.19999999872000002,9.9999999360000008E-2,0.70000001280000002,0.60000000480000004,11.300000255999999]
[2008,11,26,"2008-11-26",9.9999999360000008E-2,0,0,0,0,0,0,0,0,9.9999999360000008E-2,0,0,9.9999999360000008E-2]
[2008,12,1,"2008-12-01",0.19999999872000002,0,0.30000000671999999,0,9.9999999360000008E-2,0.30000000671999999,0.19999999872000002,0.49999999680000001,0,0,0.49999999680000001,0.39999998880000004,2.6000000352000003]
[2008,12,3,"2008-12-03",4.5000001439999995,2.9000000160000003,4.1999999040000002,2.7,3.0999998592,3.7000000800000001,4.5999999360000006,6.1999997184,3.0000000672000002,2.499999984,7.5000003840000007,8.2000002240000001,2.2999999680000003]
[2008,12,8,"2008-12-08",1.7000000927999999,1.7999999711999999,1.9000001088,0.70000001280000002,0.99999999360000003,2.6000000352000003,1.9000001088,1.9000001088,2.9000000160000003,2.0999999520000001,1.5999999552000002,2.0999999520000001,3.1999999104000003]
[2008,12,13,"2008-12-13",7.1999997120000003,6.9000003359999997,10.699999776,3.0000000672000002,3.4000000992000001,8.3999998080000005,10.200000038399999,17.899999487999999,9.5999999039999988,7.6000002624,16.799999616000001,21.69999936,7.6999999680000002]
[2008,12,18,"2008-12-18",0,0,9.9999999360000008E-2,0,0,0.49999999680000001,0.19999999872000002,9.9999999360000008E-2,0,9.9999999360000008E-2,0.19999999872000002,0.30000000671999999,1.7999999711999999]
[2008,12,22,"2008-12-22",0,0,0,0,0,0,0,0,0,0,0,0,0]
[2008,12,25,"2008-12-25",0,0,0,0,0,0,0,0,0,0,0,0,0]
[2008,12,30,"2008-12-30",0,0,0,0,0,0,9.9999999360000008E-2,0,0,9.9999999360000008E-2,0,0,0]
[2009,1,4,"2009-01-04",2.7,3.7000000800000001,1.5000000767999999,2.0999999520000001,2.7,0.30000000671999999,0.70000001280000002,0.19999999872000002,3.3000000479999998,5.4999997056000005,9.9999999360000008E-2,9.9999999360000008E-2,1.9999999872000001]
[2009,1,5,"2009-01-05",0.79999997760000008,0.79999997760000008,0.79999997760000008,0.79999997760000008,9.9999999360000008E-2,2.2999999680000003,1.2000000096000001,1.5000000767999999,3.4999998911999999,0.39999998880000004,0.99999999360000003,1.2000000096000001,0]
[2009,1,9,"2009-01-09",0,0,0,0.19999999872000002,9.9999999360000008E-2,9.9999999360000008E-2,0,0,0,9.9999999360000008E-2,9.9999999360000008E-2,0,0]
[2009,1,16,"2009-01-16",2.2000000032,1.5000000767999999,1.9000001088,1.5999999552000002,2.4000000192000002,2.2000000032,1.5999999552000002,4.4000000064,1.7000000927999999,0.99999999360000003,3.8999999232000002,4.6999999872,1.1000000448]
[2009,1,21,"2009-01-21",7.4000001600000003,6.8000001984000003,3.5999999423999998,6.8000001984000003,7.6000002624,3.5999999423999998,6.1999997184,8.3000004480000005,4.5000001439999995,5.3000002080000002,8.6999999615999997,13.200000191999999,4.999999968]
[2009,1,22,"2009-01-22",22.799999232000001,19.499999616,15.799999968,22.600000511999998,24.299999999999997,19.199999807999998,22.899998591999999,22.600000511999998,18.000000575999998,17.899999487999999,20.399999904000001,22.299999840000002,5.2000000704000007]
[2009,1,27,"2009-01-27",0.19999999872000002,0.19999999872000002,0.79999997760000008,0.19999999872000002,0,0.49999999680000001,0.39999998880000004,1.3000000176000002,0.99999999360000003,0,0.90000002879999996,1.1000000448,0.30000000671999999]
[2009,2,2,"2009-02-02",4.5000001439999995,4.100000112,6.4999998720000001,3.4000000992000001,4.999999968,3.1999999104000003,2.6000000352000003,2.2999999680000003,1.9999999872000001,3.5999999423999998,2.499999984,3.5999999423999998,8.6999999615999997]
[2009,2,7,"2009-02-07",0,0,9.9999999360000008E-2,2.4000000192000002,0.19999999872000002,0.60000000480000004,9.9999999360000008E-2,1.5000000767999999,0,0,0.49999999680000001,0.49999999680000001,0.30000000671999999]
[2009,2,8,"2009-02-08",4.6999999872,3.7000000800000001,2.6000000352000003,4.5000001439999995,4.6999999872,3.4999998911999999,6.9999997823999998,6.1000002719999999,3.7000000800000001,3.0999998592,5.2000000704000007,6.1999997184,1.1000000448]
[2009,2,13,"2009-02-13",0,9.9999999360000008E-2,0,0.30000000671999999,9.9999999360000008E-2,9.9999999360000008E-2,0,9.9999999360000008E-2,0,0,9.9999999360000008E-2,9.9999999360000008E-2,0]
[2009,2,19,"2009-02-19",0,0,0.39999998880000004,0,0,0.19999999872000002,9.9999999360000008E-2,0.30000000671999999,0,9.9999999360000008E-2,0,0,0.90000002879999996]
[2009,2,24,"2009-02-24",0,0,0,0,9.9999999360000008E-2,0,0.19999999872000002,9.9999999360000008E-2,0,0,0.19999999872000002,9.9999999360000008E-2,0.19999999872000002]
[2009,2,25,"2009-02-25",0,0,0,0,0,9.9999999360000008E-2,0,0,0,0,0,0,0]
[2009,3,2,"2009-03-02",1.1000000448,0,0,0.49999999680000001,0.79999997760000008,0.19999999872000002,0,0,0,0,0,9.9999999360000008E-2,0]
[2009,3,5,"2009-03-05",9.9999999360000008E-2,0.79999997760000008,0,0.49999999680000001,0.30000000671999999,0,9.9999999360000008E-2,9.9999999360000008E-2,0,0.19999999872000002,0,0.19999999872000002,0]
[2009,3,13,"2009-03-13",9.9999999360000008E-2,0,0,0,0,0,0,0,0,0,9.9999999360000008E-2,0,0]
[2009,3,14,"2009-03-14",0,0,0,0,9.9999999360000008E-2,0,0,0,0,0,0,0,0]
[2009,3,19,"2009-03-19",0,0,0,0,0,0,0,0,0,9.9999999360000008E-2,0,0,0]
[2009,3,23,"2009-03-23",1.9000001088,1.7999999711999999,2.499999984,2.7,1.5999999552000002,2.0999999520000001,2.2999999680000003,1.7000000927999999,1.9000001088,2.6000000352000003,1.1000000448,1.2000000096000001,6.9999997823999998]
[2009,3,30,"2009-03-30",0,0,0,0,0,0,0,0,0,0,0,0,0]
[2009,3,31,"2009-03-31",0,0,0,0,0,0,0,0,0,9.9999999360000008E-2,0,0,0]
[2009,4,5,"2009-04-05",0,0,0,0,0,0,0,0,0,0,0,0,0]
[2009,4,10,"2009-04-10",1.3999999392,9.9999999360000008E-2,1.3000000176000002,0.19999999872000002,0,1.9999999872000001,2.2999999680000003,1.9000001088,0.49999999680000001,0,1.7999999711999999,2.6000000352000003,9.9999999360000008E-2]
[2009,4,15,"2009-04-15",1.9999999872000001,3.8999999232000002,0.39999998880000004,5.4999997056000005,3.0000000672000002,1.3999999392,0.30000000671999999,0.49999999680000001,3.5999999423999998,3.3000000479999998,0.30000000671999999,0.30000000671999999,9.9999999360000008E-2]
[2009,4,17,"2009-04-17",4.4000000064,2.2999999680000003,4.999999968,3.0999998592,4.2999999551999997,4.9000001759999998,6.1000002719999999,6.6000000959999996,2.2999999680000003,2.0999999520000001,7.1999997120000003,9.1000005119999994,0]
[2009,4,22,"2009-04-22",0,0,0,0,0,0,0,0,0,0,0,0,0]
[2009,4,27,"2009-04-27",7.5000003840000007,6.4999998720000001,3.1999999104000003,11.300000255999999,8.2000002240000001,3.7000000800000001,4.4000000064,6.1999997184,5.9000002559999993,6.0000001344000005,6.0000001344000005,7.6999999680000002,2.0999999520000001]
[2009,5,3,"2009-05-03",0,0,0,0,0,0,0,0,0,0,0,0,0]
[2009,5,4,"2009-05-04",9.9999999360000008E-2,0,0,0,0,0,0,0,0,0,0,0,0]
[2009,5,9,"2009-05-09",0,0,0,0,0,0,0,0,0,0,0,0,0]
[2009,5,14,"2009-05-14",2.7999998784,6.0000001344000005,1.9000001088,5.3000002080000002,4.999999968,1.3000000176000002,1.7999999711999999,2.2999999680000003,4.9000001759999998,8.5999999103999993,1.2000000096000001,1.5999999552000002,10.300000089599999]
[2009,5,17,"2009-05-17",4.4000000064,2.7,4.5000001439999995,3.7000000800000001,5.1000000191999995,3.7000000800000001,3.8999999232000002,5.4,2.0999999520000001,1.7999999711999999,4.1999999040000002,5.6999998080000003,1.7999999711999999]
[2009,5,21,"2009-05-21",0,0,0,0,0,0,0,0,0,0,0,0,0.19999999872000002]
[2009,5,26,"2009-05-26",1.3999999392,2.499999984,0.19999999872000002,0.90000002879999996,1.9999999872000001,0.30000000671999999,1.5000000767999999,9.9999999360000008E-2,0.49999999680000001,0.99999999360000003,0.30000000671999999,0.39999998880000004,2.9000000160000003]
[2009,5,31,"2009-05-31",0,0,0,0,0,0,0,0,0,0,0,0,0]
[2009,6,5,"2009-06-05",0.30000000671999999,1.1000000448,1.7000000927999999,0.99999999360000003,0,1.2000000096000001,0.30000000671999999,1.5000000767999999,1.7000000927999999,0.99999999360000003,1.2000000096000001,1.2000000096000001,0]
[2009,6,9,"2009-06-09",1.7999999711999999,2.0999999520000001,0.99999999360000003,0.60000000480000004,1.5999999552000002,3.0000000672000002,1.2000000096000001,3.4000000992000001,3.0000000672000002,9.9999999360000008E-2,1.3999999392,1.2000000096000001,1.3999999392]
[2009,6,12,"2009-06-12",0,0,0,0,0,9.9999999360000008E-2,0,0,0,0,0,0,0]
[2009,6,17,"2009-06-17",9.9999999360000008E-2,0,0,0,0,0,0,0,0,0,0,0,0.30000000671999999]
[2009,6,22,"2009-06-22",0,0,0,0,0,0,0,0,0,0,0,0,0]
[2009,6,27,"2009-06-27",1.1000000448,2.499999984,16.2,0,0,9.3000000959999998,0.49999999680000001,0.70000001280000002,4.2999999551999997,0,0,0,0]
[2009,6,29,"2009-06-29",0,0,0,0,0,0,0,0,0,0,0,0,0]
[2009,7,4,"2009-07-04",4.8000000384000003,1.9000001088,0.30000000671999999,0.60000000480000004,0.39999998880000004,0.90000002879999996,0.90000002879999996,9.9999999360000008E-2,3.3000000479999998,0.70000001280000002,0.90000002879999996,1.2000000096000001,0.79999997760000008]
[2009,7,9,"2009-07-09",0,0,0,0,0,0,0,0,0,0,0,0,8.9000000640000003]
[2009,7,11,"2009-07-11",2.7,2.7999998784,3.4999998911999999,3.3000000479999998,4.2999999551999997,3.1999999104000003,4.100000112,4.999999968,1.9999999872000001,3.4000000992000001,4.1999999040000002,5.1000000191999995,6.1000002719999999]
[2009,7,16,"2009-07-16",5.3000002080000002,9.1999998720000011,16.299999360000001,14.300000064000001,13.800000671999999,8.3999998080000005,3.4000000992000001,12.599999712000001,5.5999995839999999,11.600000064000001,3.8999999232000002,4.6999999872,13.200000191999999]
[2009,7,21,"2009-07-21",0.79999997760000008,0,0.30000000671999999,0.60000000480000004,1.3999999392,9.9999999360000008E-2,1.2000000096000001,0.90000002879999996,0.99999999360000003,9.9999999360000008E-2,1.2000000096000001,1.7000000927999999,3.3000000479999998]
[2009,7,26,"2009-07-26",1.1000000448,9.9999999360000008E-2,2.4000000192000002,0,0.19999999872000002,2.7,3.7000000800000001,3.0000000672000002,1.7999999711999999,0,4.2999999551999997,6.2999997695999994,7.1999997120000003]
[2009,7,27,"2009-07-27",1.9999999872000001,2.0999999520000001,0.99999999360000003,2.6000000352000003,2.0999999520000001,0.90000002879999996,2.7999998784,1.3999999392,1.5000000767999999,1.9000001088,0.99999999360000003,1.3999999392,5.1000000191999995]
[2009,8,3,"2009-08-03",9.9999999360000008E-2,0,9.9999999360000008E-2,0,0,0,0,0,0,0,0,0,0]
[2009,8,7,"2009-08-07",0,0,0,0,0,0.19999999872000002,9.9999999360000008E-2,0,0,9.9999999360000008E-2,9.9999999360000008E-2,9.9999999360000008E-2,0]
[2009,8,12,"2009-08-12",5.4,2.2000000032,1.7000000927999999,4.8000000384000003,6.9999997823999998,4.2999999551999997,4.6999999872,5.2000000704000007,2.7,1.2000000096000001,5.2000000704000007,5.9000002559999993,9.9999999360000008E-2]
[2009,8,13,"2009-08-13",0,0,0,0,0,0,0,9.9999999360000008E-2,0,0,0,0,0]
[2009,8,21,"2009-08-21",0.99999999360000003,2.4000000192000002,0.90000002879999996,0.70000001280000002,1.9000001088,1.3000000176000002,2.6000000352000003,2.7,2.499999984,2.499999984,2.9000000160000003,1.5999999552000002,1.3999999392]
[2009,8,24,"2009-08-24",0,0,0,0,0,0,0,0,0,0,0,0,0]
[2009,8,29,"2009-08-29",0,0,0,0,0,0,0,0,0,0,0,0,0]
[2009,8,30,"2009-08-30",0,0,0,0,0,0,9.9999999360000008E-2,0,0,0,0,0,0]
[2009,9,4,"2009-09-04",0,0,0,0,9.9999999360000008E-2,0,0,0,0,0,0,0,1.5999999552000002]
[2009,9,10,"2009-09-10",0,0,0,0,0,0,0,0,0,0,0,0,0]
[2009,9,15,"2009-09-15",1.9999999872000001,5.6999998080000003,9.1999998720000011,9.9999999360000008E-2,0.90000002879999996,12.399999264,9.7000001279999992,13.299999551999999,3.3000000479999998,2.499999984,7.8999998976000008,8.9000000640000003,0]
[2009,9,16,"2009-09-16",0,0,0,0,0,0,0,0,0,0,0,0,0]
[2009,9,21,"2009-09-21",0,0,9.9999999360000008E-2,0,0,0,0,0,0,0,0,0,0]
[2009,9,27,"2009-09-27",0,0.19999999872000002,0,0.19999999872000002,0,0,9.9999999360000008E-2,0,0,0,0,0,0]
[2009,10,2,"2009-10-02",0,0,0,0,0,0,0,0,0,0,0,0,0]
[2009,10,3,"2009-10-03",0.39999998880000004,0,0.49999999680000001,0.19999999872000002,0,1.2000000096000001,0.30000000671999999,1.5999999552000002,0.70000001280000002,0.79999997760000008,0.30000000671999999,0.39999998880000004,0.30000000671999999]
[2009,10,8,"2009-10-08",9.9999999360000008E-2,0,0,0,9.9999999360000008E-2,0,9.9999999360000008E-2,0,0,9.9999999360000008E-2,9.9999999360000008E-2,0,0]
[2009,10,15,"2009-10-15",9.9999999360000008E-2,0,0,0,0,0,0,0,0,0,0,0,1.2000000096000001]
[2009,10,19,"2009-10-19",0,0,0,0,0,0,0.30000000671999999,0.19999999872000002,0,0,0.19999999872000002,0.30000000671999999,9.9999999360000008E-2]
[2009,10,20,"2009-10-20",8.5999999103999993,3.4999998911999999,1.1000000448,3.3000000479999998,4.9000001759999998,1.9999999872000001,2.9000000160000003,1.7999999711999999,5.9000002559999993,2.7999998784,1.7000000927999999,2.6000000352000003,1.7999999711999999]
[2009,10,25,"2009-10-25",9.9999999360000008E-2,0,0,0,0,0,0,0,9.9999999360000008E-2,0,0,0,0]
[2009,10,30,"2009-10-30",0,0,0.39999998880000004,0,0,0,0,0.30000000671999999,0,9.9999999360000008E-2,0.19999999872000002,0.30000000671999999,2.0999999520000001]
[2009,11,2,"2009-11-02",8.7999998399999999,3.3000000479999998,1.5000000767999999,9.8999997120000014,11.200000032,1.7000000927999999,2.7999998784,2.9000000160000003,3.0000000672000002,6.1000002719999999,2.4000000192000002,3.0999998592,0.60000000480000004]
[2009,11,6,"2009-11-06",4.6999999872,4.999999968,2.7999998784,3.9999999744000001,4.100000112,2.7,3.7000000800000001,4.4000000064,2.7999998784,2.0999999520000001,4.2999999551999997,4.8000000384000003,10.500000192]
[2009,11,11,"2009-11-11",2.2999999680000003,1.3000000176000002,0.90000002879999996,2.4000000192000002,2.2000000032,0.60000000480000004,0.79999997760000008,1.3999999392,0.70000001280000002,0.60000000480000004,0.79999997760000008,1.3000000176000002,2.499999984]
[2009,11,16,"2009-11-16",1.7999999711999999,0.60000000480000004,9.9999999360000008E-2,0.99999999360000003,0.90000002879999996,0,2.4000000192000002,0.39999998880000004,0.39999998880000004,9.9999999360000008E-2,0.30000000671999999,0.90000002879999996,1.7999999711999999]
[2009,11,21,"2009-11-21",7.8999998976000008,3.7000000800000001,6.70000032,7.6999999680000002,8.7999998399999999,6.9000003359999997,8.3000004480000005,10.899999360000001,3.0000000672000002,2.7999998784,9.3999999744,12.399999264,3.8000001312]
[2009,11,23,"2009-11-23",8.5000000320000009,1.7000000927999999,2.4000000192000002,11.399999616000001,10.999999583999999,1.5999999552000002,3.0999998592,2.7,1.5000000767999999,5.5999995839999999,3.5999999423999998,8.7999998399999999,4.4000000064]
[2009,11,28,"2009-11-28",16.499999807999998,14.699999232,12.299999904,10.999999583999999,10.899999360000001,15.500000159999999,12.100000319999999,18.599999327999999,11.699999424000001,12.699999935999999,16.600000896000001,19.999999872,8.3999998080000005]
[2009,12,3,"2009-12-03",1.7000000927999999,1.9999999872000001,1.1000000448,0.60000000480000004,1.7000000927999999,0.49999999680000001,0.90000002879999996,1.3000000176000002,0.79999997760000008,7.5000003840000007,0.70000001280000002,0.90000002879999996,10.399999967999999]
[2009,12,9,"2009-12-09",0.49999999680000001,0.60000000480000004,0.19999999872000002,0.79999997760000008,0.70000001280000002,0,0.19999999872000002,0,0.19999999872000002,0.30000000671999999,0.19999999872000002,0.39999998880000004,0.49999999680000001]
[2009,12,10,"2009-12-10",0,0,0,0.19999999872000002,9.9999999360000008E-2,0.19999999872000002,0,9.9999999360000008E-2,0,0.60000000480000004,0,0,0]
[2009,12,15,"2009-12-15",0,0,0,0,0,0,9.9999999360000008E-2,0,0,0,0,0,0]
[2009,12,20,"2009-12-20",0.79999997760000008,0,0,0,0.90000002879999996,0.49999999680000001,0.60000000480000004,0.90000002879999996,0,0.49999999680000001,1.9999999872000001,1.7999999711999999,1.9000001088]
[2009,12,25,"2009-12-25",0.49999999680000001,0.19999999872000002,0.99999999360000003,0,0,1.7999999711999999,0.70000001280000002,2.0999999520000001,0,0.39999998880000004,2.2999999680000003,3.9999999744000001,0.60000000480000004]
[2009,12,27,"2009-12-27",9.9999999360000008E-2,0,0,0,0,0,0,0,0,0,0,0,0.49999999680000001]
[2010,1,1,"2010-01-01",0.39999998880000004,1.1000000448,0,0.39999998880000004,0.99999999360000003,0,0,9.9999999360000008E-2,9.9999999360000008E-2,1.5000000767999999,9.9999999360000008E-2,0,0.60000000480000004]
[2010,1,6,"2010-01-06",2.2999999680000003,2.2999999680000003,2.2000000032,0.19999999872000002,0.60000000480000004,2.2999999680000003,3.4999998911999999,3.0999998592,4.4000000064,1.5000000767999999,2.7999998784,4.4000000064,4.6999999872]
[2010,1,11,"2010-01-11",0,0,0.49999999680000001,0.70000001280000002,0.30000000671999999,0.30000000671999999,0.90000002879999996,0.60000000480000004,0,9.9999999360000008E-2,0,0,0]
[2010,1,15,"2010-01-15",0.39999998880000004,9.9999999360000008E-2,9.9999999360000008E-2,0.19999999872000002,0.30000000671999999,0.49999999680000001,0.60000000480000004,1.3000000176000002,0.19999999872000002,9.9999999360000008E-2,1.3999999392,2.0999999520000001,0.60000000480000004]
[2010,1,18,"2010-01-18",9.9999999360000008E-2,0,9.9999999360000008E-2,0,0,9.9999999360000008E-2,9.9999999360000008E-2,0.19999999872000002,0,0,9.9999999360000008E-2,0,0.30000000671999999]
[2010,1,23,"2010-01-23",0.30000000671999999,0.19999999872000002,0,1.2000000096000001,0.39999998880000004,0,0,0,0,0.70000001280000002,0,0,0.19999999872000002]
[2010,1,28,"2010-01-28",4.1999999040000002,3.8000001312,6.1000002719999999,3.4000000992000001,4.1999999040000002,6.9000003359999997,5.5999995839999999,8.3999998080000005,2.7999998784,3.4000000992000001,6.8000001984000003,6.8000001984000003,7.0999998336000001]
[2010,2,2,"2010-02-02",0.70000001280000002,0.60000000480000004,1.5000000767999999,0.90000002879999996,0.39999998880000004,0.99999999360000003,1.2000000096000001,1.5000000767999999,0.19999999872000002,0.90000002879999996,1.5000000767999999,1.5000000767999999,2.9000000160000003]
[2010,2,4,"2010-02-04",7.1999997120000003,2.7999998784,2.2999999680000003,3.8999999232000002,7.8999998976000008,2.9000000160000003,4.9000001759999998,4.6999999872,2.7999998784,4.4000000064,3.3000000479999998,5.4999997056000005,0.60000000480000004]
[2010,2,9,"2010-02-09",0.60000000480000004,0.19999999872000002,9.9999999360000008E-2,0.30000000671999999,0.19999999872000002,0,0.19999999872000002,9.9999999360000008E-2,9.9999999360000008E-2,0.70000001280000002,9.9999999360000008E-2,0.39999998880000004,1.3000000176000002]
[2010,2,14,"2010-02-14",0,0,0.79999997760000008,2.9000000160000003,2.4000000192000002,0.70000001280000002,0.39999998880000004,1.7999999711999999,0,0,1.3999999392,1.5999999552000002,0.39999998880000004]
[2010,2,15,"2010-02-15",2.499999984,1.2000000096000001,1.1000000448,5.9000002559999993,4.5000001439999995,0.60000000480000004,1.9000001088,1.7000000927999999,2.499999984,0.90000002879999996,1.5999999552000002,2.499999984,2.0999999520000001]
[2010,2,20,"2010-02-20",0,0,0.19999999872000002,0,9.9999999360000008E-2,1.1000000448,0.30000000671999999,1.5000000767999999,0.19999999872000002,9.9999999360000008E-2,0.79999997760000008,0.70000001280000002,0]
[2010,2,26,"2010-02-26",1.2000000096000001,0.60000000480000004,1.1000000448,1.7999999711999999,1.2000000096000001,0.79999997760000008,1.3000000176000002,1.7999999711999999,0.39999998880000004,0.30000000671999999,1.7000000927999999,2.499999984,3.8999999232000002]
[2010,3,3,"2010-03-03",0,0,0,0,0,0,0,0,0,0,0,9.9999999360000008E-2,0]
[2010,3,4,"2010-03-04",0,0,0,0,0,0.19999999872000002,0,0,0,0,0,0,0]
[2010,3,11,"2010-03-11",0.39999998880000004,0,0.19999999872000002,0,0,0.60000000480000004,9.9999999360000008E-2,0.19999999872000002,9.9999999360000008E-2,0.19999999872000002,0.19999999872000002,0.19999999872000002,1.3999999392]
[2010,3,15,"2010-03-15",0,0,0,0,0,0,0,0,0,0,0,0,0]
[2010,3,20,"2010-03-20",2.2999999680000003,1.9999999872000001,2.6000000352000003,2.6000000352000003,2.4000000192000002,3.4000000992000001,2.2999999680000003,6.4999998720000001,1.7000000927999999,2.0999999520000001,3.7000000800000001,4.100000112,2.2000000032]
[2010,3,21,"2010-03-21",9.9999999360000008E-2,0,0,0.19999999872000002,0,0,9.9999999360000008E-2,0,0.19999999872000002,0,0,0,0]
[2010,3,29,"2010-03-29",15.999999552,12.500000352000001,7.1999997120000003,15.700000608,12.900000384,10.10000016,10.699999776,14.599999872,12.999999744,11.399999616000001,12.500000352000001,12.799999295999999,9.3999999744]
[2010,4,1,"2010-04-01",9.9999999360000008E-2,0,1.9999999872000001,0,0,0.30000000671999999,0.39999998880000004,0.19999999872000002,0,0,0.49999999680000001,1.7000000927999999,4.9000001759999998]
[2010,4,6,"2010-04-06",0,0,0,0,0,0,0,0,0,0,0,0,0]
[2010,4,7,"2010-04-07",1.1000000448,0.49999999680000001,0.70000001280000002,0.49999999680000001,1.1000000448,0.99999999360000003,0.60000000480000004,2.0999999520000001,1.3999999392,0.79999997760000008,1.3999999392,0.79999997760000008,0.79999997760000008]
[2010,4,12,"2010-04-12",0,0,0,0,0,0,0,0,0,9.9999999360000008E-2,0,0,0]
[2010,4,16,"2010-04-16",0,0,0,0,0,0,9.9999999360000008E-2,0,0,9.9999999360000008E-2,0,0,0]
[2010,4,23,"2010-04-23",0,0,0,0,0,0,0,0,0,0,0,0,0]
[2010,4,24,"2010-04-24",0,0,0.30000000671999999,0,0,0.49999999680000001,9.9999999360000008E-2,0.39999998880000004,0,0,0.19999999872000002,9.9999999360000008E-2,0]
[2010,4,29,"2010-04-29",4.6999999872,7.5000003840000007,1.9000001088,2.6000000352000003,3.9999999744000001,1.3999999392,1.7000000927999999,0.90000002879999996,7.6999999680000002,5.6999998080000003,1.3999999392,1.9999999872000001,2.2000000032]
[2010,5,5,"2010-05-05",0,0,0,0,0,0,0,0,0,0,0,0,0]
[2010,5,10,"2010-05-10",0,0,0,0,0,0,0,0,0,0,0,0,9.9999999360000008E-2]
[2010,5,11,"2010-05-11",9.9999999360000008E-2,0,0,0,0.19999999872000002,0.19999999872000002,9.9999999360000008E-2,0,0,9.9999999360000008E-2,0,0,0.90000002879999996]
[2010,5,16,"2010-05-16",2.499999984,4.1999999040000002,8.5000000320000009,1.9999999872000001,2.4000000192000002,7.0999998336000001,5.9000002559999993,8.3000004480000005,5.9000002559999993,4.1999999040000002,5.1000000191999995,3.8000001312,0]
[2010,5,23,"2010-05-23",0,0,0,0,0,0,0,0,0,0,0,0,0]
[2010,5,27,"2010-05-27",0.19999999872000002,0,9.9999999360000008E-2,0,9.9999999360000008E-2,0.49999999680000001,1.2000000096000001,0.30000000671999999,0,0.60000000480000004,0.30000000671999999,0.90000002879999996,0]
[2010,5,28,"2010-05-28",0,0,0,0,0,0,0,0,0,0,0,0,9.9999999360000008E-2]
[2010,6,2,"2010-06-02",0,0,0,0,0,0,0,0,0,9.9999999360000008E-2,0,0,0]
[2010,6,7,"2010-06-07",2.4000000192000002,0.70000001280000002,2.7999998784,1.7999999711999999,2.2000000032,3.8999999232000002,4.5000001439999995,4.100000112,1.2000000096000001,2.4000000192000002,4.100000112,3.4999998911999999,9.5000000256000003]
[2010,6,10,"2010-06-10",26.700001920000002,33.799999679999999,2.7999998784,27.200000447999997,26.900000639999998,9.3000000959999998,23.799998880000004,11.099999808,22.20000048,39.400000128000002,18.200001023999999,22.20000048,0.30000000671999999]
[2010,6,14,"2010-06-14",0,0,0,0,0,0,0,0,0,0,0,0,0]
[2010,6,19,"2010-06-19",1.3999999392,2.0999999520000001,0.30000000671999999,1.9000001088,1.9999999872000001,0.19999999872000002,9.9999999360000008E-2,0.30000000671999999,0.49999999680000001,2.7999998784,9.9999999360000008E-2,0,1.7000000927999999]
[2010,6,24,"2010-06-24",0,0,0,0,0,0,0,0,0,0,0,0,0]
[2010,6,29,"2010-06-29",0,2.4000000192000002,0,0,0,0,0,0,9.9999999360000008E-2,1.7000000927999999,9.9999999360000008E-2,0.39999998880000004,0]
[2010,7,1,"2010-07-01",0,0,0,0,0,0,0,0,0,0,0,0,0]
[2010,7,6,"2010-07-06",0,0,0,0,0,0,0,0,0,0,0,0,0]
[2010,7,11,"2010-07-11",11.200000032,12.399999264,0.49999999680000001,17.499999455999998,10.600000416,4.999999968,4.1999999040000002,3.7000000800000001,9.5999999039999988,15.999999552,2.2999999680000003,2.499999984,1.9000001088]
[2010,7,16,"2010-07-16",0,0,9.9999999360000008E-2,1.7999999711999999,0.39999998880000004,0.39999998880000004,0,0,0,0,0,0,0]
[2010,7,17,"2010-07-17",0,0,0,0,0,0,0,0,0,0,0,0,0.19999999872000002]
[2010,7,23,"2010-07-23",9.9999999360000008E-2,0,0,0,0,0,0,0,0.99999999360000003,0,0,0,0.39999998880000004]
[2010,7,28,"2010-07-28",0,0,0,0,0,0,9.9999999360000008E-2,0,0,0,0,0,0.99999999360000003]
[2010,8,2,"2010-08-02",0,0,0,0.30000000671999999,0.70000001280000002,0,0,0,0.79999997760000008,9.9999999360000008E-2,0,0,7.7999998464000004]
[2010,8,4,"2010-08-04",3.3000000479999998,0.70000001280000002,2.0999999520000001,0.70000001280000002,3.3000000479999998,4.8000000384000003,0.49999999680000001,5.4,2.2999999680000003,2.2999999680000003,2.0999999520000001,5.1000000191999995,0.70000001280000002]
[2010,8,9,"2010-08-09",2.499999984,0,8.5999999103999993,2.6000000352000003,2.7,9.5000000256000003,5.2000000704000007,10.300000089599999,4.2999999551999997,9.9999999360000008E-2,5.3000002080000002,6.8000001984000003,3.0999998592]
[2010,8,14,"2010-08-14",1.2000000096000001,1.9000001088,1.7000000927999999,2.4000000192000002,4.100000112,3.7000000800000001,12.399999264,5.4,1.5999999552000002,9.8000003519999996,4.999999968,7.5000003840000007,0]
[2010,8,19,"2010-08-19",0.30000000671999999,0,0,9.9999999360000008E-2,0.19999999872000002,0,0,0,0,0,0,0,1.7000000927999999]
[2010,8,23,"2010-08-23",9.9999999360000008E-2,0,0.90000002879999996,0,0,0,9.9999999360000008E-2,0.30000000671999999,0,0,0.19999999872000002,9.9999999360000008E-2,10.10000016]
[2010,8,26,"2010-08-26",8.5000000320000009,8.7999998399999999,6.8000001984000003,12.500000352000001,10.200000038399999,6.70000032,8.2000002240000001,6.1999997184,14.100000479999999,7.0999998336000001,7.8999998976000008,10.200000038399999,12.299999904]
[2010,8,31,"2010-08-31",0,0,0,0,0,0,9.9999999360000008E-2,0,0,0,0,0,0]
[2010,9,5,"2010-09-05",0,0,0,0,0,0,0,0,0,0,0,0,0]
[2010,9,6,"2010-09-06",8.6999999615999997,6.8000001984000003,7.0999998336000001,7.9999997760000001,7.6000002624,6.9999997823999998,7.2999999359999999,9.000000287999999,6.4999998720000001,6.9000003359999997,10.200000038399999,8.7999998399999999,14.899999680000001]
[2010,9,10,"2010-09-10",0,0,0,0,0,0,9.9999999360000008E-2,0.19999999872000002,0,9.9999999360000008E-2,9.9999999360000008E-2,9.9999999360000008E-2,0.30000000671999999]
[2010,9,17,"2010-09-17",0,0,0,0,0,0,9.9999999360000008E-2,0,0,0,0,0,0]
[2010,9,22,"2010-09-22",9.9999999360000008E-2,0,0,0.70000001280000002,0,0,9.9999999360000008E-2,0,0,0,0,0,0]
[2010,9,23,"2010-09-23",0.19999999872000002,0,4.9000001759999998,2.499999984,0.60000000480000004,1.9999999872000001,0.49999999680000001,1.7999999711999999,0,9.9999999360000008E-2,9.9999999360000008E-2,9.9999999360000008E-2,0.90000002879999996]
[2010,9,28,"2010-09-28",0.60000000480000004,0,0.19999999872000002,1.7999999711999999,0.49999999680000001,0.39999998880000004,0.60000000480000004,0.60000000480000004,0,0,0.39999998880000004,0.30000000671999999,0.39999998880000004]
[2010,10,4,"2010-10-04",0.70000001280000002,0.39999998880000004,1.1000000448,0,9.9999999360000008E-2,0.90000002879999996,0.49999999680000001,0.30000000671999999,0,9.9999999360000008E-2,0.19999999872000002,0.39999998880000004,4.100000112]
[2010,10,9,"2010-10-09",9.9999999360000008E-2,0,0,0.19999999872000002,0,0,0,0,0,9.9999999360000008E-2,0,0,0]
[2010,10,10,"2010-10-10",0,0,0,0,0,0,0,0,0,0,0,0,0]
[2010,10,17,"2010-10-17",9.9999999360000008E-2,0.19999999872000002,0,0.19999999872000002,0.19999999872000002,0,0,9.9999999360000008E-2,0,9.9999999360000008E-2,0,0,0.49999999680000001]
[2010,10,21,"2010-10-21",0,0,0,0,0,0,9.9999999360000008E-2,0,0,9.9999999360000008E-2,0,0,0]
[2010,10,26,"2010-10-26",7.1999997120000003,3.1999999104000003,4.1999999040000002,5.9000002559999993,6.1000002719999999,4.999999968,5.1000000191999995,6.4999998720000001,1.9999999872000001,5.4,3.8000001312,3.8999999232000002,5.2000000704000007]
[2010,10,27,"2010-10-27",0.30000000671999999,0.19999999872000002,0.39999998880000004,0.49999999680000001,9.9999999360000008E-2,0.79999997760000008,0.70000001280000002,1.1000000448,0.19999999872000002,0.39999998880000004,0.70000001280000002,0.70000001280000002,0]
[2010,11,1,"2010-11-01",0.70000001280000002,0.19999999872000002,0.19999999872000002,0.60000000480000004,0.49999999680000001,0.49999999680000001,0.49999999680000001,0.70000001280000002,0,9.9999999360000008E-2,9.9999999360000008E-2,0.49999999680000001,0.70000001280000002]
[2010,11,4,"2010-11-04",0,0,0,0,0,9.9999999360000008E-2,0,0.19999999872000002,0,0,0,0,1.2000000096000001]
[2010,11,12,"2010-11-12",4.999999968,6.9000003359999997,3.0000000672000002,5.4,3.1999999104000003,4.4000000064,7.2999999359999999,8.2000002240000001,6.0000001344000005,7.6000002624,7.6999999680000002,9.000000287999999,0]
[2010,11,13,"2010-11-13",6.0000001344000005,4.1999999040000002,1.1000000448,8.5000000320000009,6.8000001984000003,2.0999999520000001,4.5999999360000006,2.2000000032,4.8000000384000003,5.1000000191999995,2.0999999520000001,3.7000000800000001,0]
[2010,11,18,"2010-11-18",1.7000000927999999,0.60000000480000004,0.90000002879999996,1.9000001088,1.9000001088,2.0999999520000001,4.4000000064,4.5999999360000006,0.19999999872000002,9.9999999360000008E-2,3.7000000800000001,5.5999995839999999,0.90000002879999996]
[2010,11,22,"2010-11-22",0.60000000480000004,3.0000000672000002,0,6.9000003359999997,4.8000000384000003,9.9999999360000008E-2,9.9999999360000008E-2,0.19999999872000002,0.19999999872000002,10.899999360000001,0.30000000671999999,0,3.3000000479999998]
[2010,11,29,"2010-11-29",1.9999999872000001,4.100000112,3.7000000800000001,3.0999998592,2.2000000032,3.0000000672000002,2.7999998784,0.19999999872000002,4.1999999040000002,3.7000000800000001,2.6000000352000003,3.1999999104000003,3.0999998592]
[2010,11,30,"2010-11-30",5.5999995839999999,9.5999999039999988,16.700000255999999,1.5000000767999999,2.9000000160000003,11.899999871999999,2.7999998784,8.5000000320000009,2.6000000352000003,3.7000000800000001,6.0000001344000005,4.2999999551999997,9.9999999360000008E-2]
[2010,12,5,"2010-12-05",9.9999999360000008E-2,0,0,0,0,0,0,0,0.30000000671999999,0,0,0,0]
[2010,12,11,"2010-12-11",0,0,0,0,0,0,9.9999999360000008E-2,0,0,0,0,0,0.49999999680000001]
[2010,12,16,"2010-12-16",6.8000001984000003,6.9000003359999997,3.0000000672000002,7.9999997760000001,6.0000001344000005,3.0000000672000002,4.5999999360000006,4.8000000384000003,5.8000000320000007,5.8000000320000007,4.9000001759999998,5.3000002080000002,7.6999999680000002]
[2010,12,17,"2010-12-17",0,0,0.79999997760000008,0,0,0.19999999872000002,0,0,0,0,9.9999999360000008E-2,0.19999999872000002,2.6000000352000003]
[2010,12,22,"2010-12-22",9.9999999360000008E-2,0,9.9999999360000008E-2,0.19999999872000002,0.19999999872000002,0.30000000671999999,9.9999999360000008E-2,0,9.9999999360000008E-2,0,9.9999999360000008E-2,0,1.9000001088]
[2010,12,27,"2010-12-27",2.0999999520000001,1.9999999872000001,3.4999998911999999,1.7999999711999999,2.2999999680000003,3.4999998911999999,2.0999999520000001,3.7000000800000001,1.9999999872000001,1.3000000176000002,2.7999998784,3.5999999423999998,1.9999999872000001]
[2011,1,2,"2011-01-02",0,0,0,0,0,0,0,0,0,0,0,0,1.7999999711999999]
[2011,1,3,"2011-01-03",1.2000000096000001,0.79999997760000008,0.19999999872000002,0.19999999872000002,0.60000000480000004,0.19999999872000002,0.19999999872000002,0.49999999680000001,2.0999999520000001,9.9999999360000008E-2,9.9999999360000008E-2,0.30000000671999999,0]
[2011,1,8,"2011-01-08",0.19999999872000002,0,0.19999999872000002,0,0,0.30000000671999999,9.9999999360000008E-2,0,0,0,0.30000000671999999,0,9.9999999360000008E-2]
[2011,1,13,"2011-01-13",1.9999999872000001,0.79999997760000008,0.99999999360000003,1.7000000927999999,1.9999999872000001,1.1000000448,1.2000000096000001,3.0000000672000002,9.9999999360000008E-2,1.1000000448,1.9999999872000001,2.499999984,7.0999998336000001]
[2011,1,16,"2011-01-16",11.200000032,6.2999997695999994,8.7999998399999999,8.5000000320000009,11.600000064000001,10.300000089599999,11.899999871999999,12.799999295999999,8.2000002240000001,5.4999997056000005,14.899999680000001,12.699999935999999,0.39999998880000004]
[2011,1,20,"2011-01-20",0,0,0.39999998880000004,0,0,0.49999999680000001,0.30000000671999999,0.19999999872000002,0,0,0.19999999872000002,9.9999999360000008E-2,0.70000001280000002]
[2011,1,25,"2011-01-25",2.6000000352000003,1.7000000927999999,1.1000000448,1.3000000176000002,1.5999999552000002,1.9000001088,1.3000000176000002,0.79999997760000008,2.7999998784,0.70000001280000002,0.39999998880000004,0.39999998880000004,2.499999984]
[2011,1,30,"2011-01-30",0,0,0,0,0,0,0,0,9.9999999360000008E-2,0,0,0,0]
[2011,2,4,"2011-02-04",0,0,0,0.39999998880000004,0.30000000671999999,0,0,0,0,0,0,9.9999999360000008E-2,0]
[2011,2,6,"2011-02-06",0,0,0,0,0,0,0,0,9.9999999360000008E-2,0,0,0,0]
[2011,2,11,"2011-02-11",2.499999984,1.3000000176000002,1.7999999711999999,1.7000000927999999,1.9999999872000001,2.0999999520000001,2.0999999520000001,2.499999984,1.9000001088,0.90000002879999996,1.9999999872000001,3.0000000672000002,4.4000000064]
[2011,2,16,"2011-02-16",0,0,0,0.19999999872000002,0,0,9.9999999360000008E-2,0,0,9.9999999360000008E-2,0,0,0]
[2011,2,21,"2011-02-21",0,0,0,0,0,0,0,0.30000000671999999,0,9.9999999360000008E-2,0.19999999872000002,0.39999998880000004,0]
[2011,2,26,"2011-02-26",2.9000000160000003,2.9000000160000003,3.7000000800000001,2.7,2.7,3.4000000992000001,1.9999999872000001,4.1999999040000002,2.499999984,4.100000112,2.6000000352000003,3.0999998592,1.7999999711999999]
[2011,2,28,"2011-02-28",2.2000000032,1.3999999392,9.9999999360000008E-2,0.99999999360000003,1.3999999392,0.30000000671999999,0.49999999680000001,0.49999999680000001,0.39999998880000004,1.7000000927999999,0.30000000671999999,0.79999997760000008,0]
[2011,3,5,"2011-03-05",0.49999999680000001,0.70000001280000002,0,0.30000000671999999,0.19999999872000002,0,0.19999999872000002,0,0.30000000671999999,0.49999999680000001,0,0,0]
[2011,3,10,"2011-03-10",0,0,0,0,0,0,0,0,0,0,0,0,0]
[2011,3,12,"2011-03-12",1.7000000927999999,1.1000000448,0.70000001280000002,2.7,2.4000000192000002,1.5999999552000002,2.2999999680000003,3.3000000479999998,0.39999998880000004,1.1000000448,2.7,3.8999999232000002,0]
[2011,3,17,"2011-03-17",0,0.30000000671999999,0,0,0,9.9999999360000008E-2,0,9.9999999360000008E-2,0,0,0,0,0]
[2011,3,22,"2011-03-22",0,0,0,0,0,0,9.9999999360000008E-2,0,0,9.9999999360000008E-2,0,0,0]
[2011,3,27,"2011-03-27",0,0,0,0,0,0,0,0,0,0,0,0.19999999872000002,0]
[2011,3,28,"2011-03-28",0,0,0,0,0,0,0,0,0,9.9999999360000008E-2,0,0,0]
[2011,4,4,"2011-04-04",0.90000002879999996,1.1000000448,0.99999999360000003,0.99999999360000003,0.60000000480000004,1.1000000448,0.79999997760000008,0.90000002879999996,1.3000000176000002,2.2000000032,0.19999999872000002,0.49999999680000001,1.3000000176000002]
[2011,4,8,"2011-04-08",0,0,0,0,0,0,0,0,0,0,0,0,0]
[2011,4,13,"2011-04-13",9.9999999360000008E-2,0,0,0,9.9999999360000008E-2,0,9.9999999360000008E-2,0,9.9999999360000008E-2,0,0,0,0]
[2011,4,14,"2011-04-14",0,0,0,0,0,0,0,0,0,0,0,0,0]
[2011,4,22,"2011-04-22",0,0,0,0,0,0,0,0,0,0,0,0,0]
[2011,4,25,"2011-04-25",0,0,0,0,0,0,0,0,0,0,0,0,0]
[2011,4,30,"2011-04-30",0,0,0,0,0.99999999360000003,0,0,0,0,9.9999999360000008E-2,0,0,0]
[2011,5,1,"2011-05-01",0,0,0,0,0,0,0,0,0,0,0,0,0]
[2011,5,6,"2011-05-06",1.5999999552000002,0,1.5000000767999999,0,9.9999999360000008E-2,1.9000001088,2.4000000192000002,2.9000000160000003,0.70000001280000002,0,2.9000000160000003,3.8000001312,0]
[2011,5,12,"2011-05-12",0,0,0,0,0,0,0,0,0,0,0,9.9999999360000008E-2,0.70000001280000002]
[2011,5,17,"2011-05-17",0,0,0,0,0,0,0,0,0,0,0,0,0]
[2011,5,18,"2011-05-18",0.30000000671999999,0.79999997760000008,0,2.7,0.60000000480000004,0,0,0,0,1.9999999872000001,0,0,0]
[2011,5,23,"2011-05-23",0,0,9.9999999360000008E-2,0,0,0,0,0,0,0,0,9.9999999360000008E-2,9.9999999360000008E-2]
[2011,5,29,"2011-05-29",0,0,0,0,0,0,0,0,0,0,0,0,0]
[2011,6,3,"2011-06-03",0,0,0,0,0,0,0,0,0,0,0,0,0]
[2011,6,4,"2011-06-04",0,0,0,0,0,0,0,0,0,0,0,0,0]
[2011,6,9,"2011-06-09",1.5999999552000002,3.8000001312,0,3.7000000800000001,1.3999999392,0.30000000671999999,0,1.2000000096000001,0.90000002879999996,0.99999999360000003,9.9999999360000008E-2,0.30000000671999999,1.5999999552000002]
[2011,6,16,"2011-06-16",1.2000000096000001,2.9000000160000003,1.5000000767999999,0.60000000480000004,1.2000000096000001,2.0999999520000001,4.5000001439999995,3.7000000800000001,0.90000002879999996,2.2999999680000003,7.6000002624,7.6000002624,2.6000000352000003]
[2011,6,20,"2011-06-20",2.2999999680000003,1.9000001088,1.7999999711999999,1.9000001088,1.3999999392,3.3000000479999998,2.4000000192000002,3.4999998911999999,1.3000000176000002,1.3000000176000002,2.4000000192000002,2.7,2.0999999520000001]
[2011,6,21,"2011-06-21",0,0,0,0,0,0,0,0,0,0,0,0,0]
[2011,6,26,"2011-06-26",0,0,0,0,0,0,0,0,0,0,0,0,0]
[2011,6,30,"2011-06-30",9.9999999360000008E-2,0,0,0.19999999872000002,0.19999999872000002,0,0,0,0,9.9999999360000008E-2,0,0,0.90000002879999996]
[2011,7,7,"2011-07-07",0.39999998880000004,0,4.100000112,2.499999984,0.60000000480000004,2.0999999520000001,1.3000000176000002,6.9000003359999997,0,1.2000000096000001,4.100000112,3.0999998592,3.8000001312]
[2011,7,8,"2011-07-08",12.100000319999999,9.5999999039999988,5.3000002080000002,10.999999583999999,9.7000001279999992,6.9999997823999998,7.2999999359999999,7.7999998464000004,8.1,10.899999360000001,5.6999998080000003,7.0999998336000001,0.90000002879999996]
[2011,7,13,"2011-07-13",0,0.60000000480000004,0,9.9999999360000008E-2,0,0,0,0,0,0.30000000671999999,0,0,3.7000000800000001]
[2011,7,18,"2011-07-18",6.3999996479999997,0.70000001280000002,0.49999999680000001,2.4000000192000002,4.5999999360000006,0.90000002879999996,1.5000000767999999,2.9000000160000003,0.60000000480000004,0.30000000671999999,1.3999999392,2.2000000032,3.8999999232000002]
[2011,7,23,"2011-07-23",9.9999999360000008E-2,0,0,0.19999999872000002,0,0,0,0,0,0,0,0,0.60000000480000004]
[2011,7,25,"2011-07-25",9.9999999360000008E-2,0,0,0,0,0,0,0,0,0,0,0,0]
[2011,7,30,"2011-07-30",0,0,0,0,0,0,0,0,0,0,0,0,0]
[2011,8,4,"2011-08-04",10.899999360000001,5.5999995839999999,7.0999998336000001,9.8999997120000014,12.000000096000001,8.3999998080000005,8.6999999615999997,11.200000032,6.0000001344000005,4.6999999872,6.9999997823999998,7.7999998464000004,7.0999998336000001]
[2011,8,10,"2011-08-10",0,0,0,0,0,0,0,0,0,0,0,0,0.19999999872000002]
[2011,8,11,"2011-08-11",0,0,1.2000000096000001,0,0,0.60000000480000004,0.19999999872000002,0.90000002879999996,0,0.19999999872000002,0.79999997760000008,0.79999997760000008,0.30000000671999999]
[2011,8,16,"2011-08-16",0,0,0,0,0,0,0,0,0,0,0,0,0]
[2011,8,21,"2011-08-21",0,0,0,0,0,0,0,0,0,0,0,0,9.9999999360000008E-2]
[2011,8,24,"2011-08-24",9.9999999360000008E-2,0.19999999872000002,0.79999997760000008,0,0,1.2000000096000001,0.90000002879999996,3.0000000672000002,0.19999999872000002,0,2.0999999520000001,1.3999999392,0.60000000480000004]
[2011,8,28,"2011-08-28",0.39999998880000004,0.39999998880000004,0.60000000480000004,0,0.39999998880000004,0.60000000480000004,0.70000001280000002,0.79999997760000008,1.5000000767999999,0.30000000671999999,1.5000000767999999,0.99999999360000003,0.70000001280000002]
[2011,9,2,"2011-09-02",0,0,0,0,0,0,9.9999999360000008E-2,0,0,0,0,0,0]
[2011,9,7,"2011-09-07",0.30000000671999999,0.70000001280000002,0.49999999680000001,0.39999998880000004,0,0.70000001280000002,0.79999997760000008,1.3999999392,0.39999998880000004,0.70000001280000002,0.39999998880000004,0.39999998880000004,9.9999999360000008E-2]
[2011,9,12,"2011-09-12",0.49999999680000001,0.19999999872000002,0,0,0.19999999872000002,0,0.19999999872000002,0,0,0,9.9999999360000008E-2,0.30000000671999999,0]
[2011,9,16,"2011-09-16",0,0,0,0,0,0,0,0.60000000480000004,0,0.19999999872000002,9.9999999360000008E-2,0.19999999872000002,0]
[2011,9,19,"2011-09-19",0,0,0.49999999680000001,0,0,0.39999998880000004,0.19999999872000002,0,0,0,0,0,0]
[2011,9,24,"2011-09-24",0,0,0,0,9.9999999360000008E-2,9.9999999360000008E-2,9.9999999360000008E-2,0,0,9.9999999360000008E-2,0,0,0]
[2011,9,29,"2011-09-29",0,0,0,0,0,0,9.9999999360000008E-2,0,0,0,0,0,0]
[2011,10,4,"2011-10-04",0,0,0,0,0,0,0,9.9999999360000008E-2,0,0,0,0,0]
[2011,10,6,"2011-10-06",9.9999999360000008E-2,0.90000002879999996,0.19999999872000002,0.49999999680000001,0.60000000480000004,0.19999999872000002,0.19999999872000002,0.39999998880000004,0.39999998880000004,9.9999999360000008E-2,9.9999999360000008E-2,0,0.19999999872000002]
[2011,10,11,"2011-10-11",0,0,0.19999999872000002,0,0,0,0,0,0,0,0,0,4.6999999872]
[2011,10,16,"2011-10-16",0,0,0,0,0,0.19999999872000002,9.9999999360000008E-2,0,0,9.9999999360000008E-2,0,0,0]
[2011,10,18,"2011-10-18",0,0,0,0,0,0,0,0,0,0,0,0,0]
[2011,10,23,"2011-10-23",0,0,0,0,0,0,0,0,0,0,0,0,0]
[2011,10,28,"2011-10-28",9.9999999360000008E-2,0,9.9999999360000008E-2,0,0,0,9.9999999360000008E-2,0,0,0,0.39999998880000004,9.9999999360000008E-2,0]
[2011,11,2,"2011-11-02",2.4000000192000002,0.90000002879999996,1.1000000448,0.79999997760000008,0.70000001280000002,3.3000000479999998,2.499999984,2.7999998784,9.9999999360000008E-2,0.60000000480000004,3.0000000672000002,3.0999998592,9.9999999360000008E-2]
[2011,11,3,"2011-11-03",20.200000320000001,9.8999997120000014,34.299999935999999,11.899999871999999,10.200000038399999,29.600000640000001,23.000001407999999,30.400000704,19.400000255999998,9.5000000256000003,22.100001120000002,24.200000639999999,11.899999871999999]
[2011,11,10,"2011-11-10",0,0,9.9999999360000008E-2,0,0,0.19999999872000002,0.39999998880000004,0.19999999872000002,0,0,9.9999999360000008E-2,0,0]
[2011,11,14,"2011-11-14",0,0,0,0,0,0,9.9999999360000008E-2,9.9999999360000008E-2,9.9999999360000008E-2,9.9999999360000008E-2,9.9999999360000008E-2,9.9999999360000008E-2,0]
[2011,11,19,"2011-11-19",0,0,0,0.19999999872000002,9.9999999360000008E-2,0,0.39999998880000004,0.19999999872000002,0,0.19999999872000002,9.9999999360000008E-2,0.19999999872000002,9.9999999360000008E-2]
[2011,11,20,"2011-11-20",0,0,0,0.19999999872000002,0,0,9.9999999360000008E-2,0,9.9999999360000008E-2,0.19999999872000002,9.9999999360000008E-2,9.9999999360000008E-2,0]
[2011,11,28,"2011-11-28",1.2000000096000001,0,0,9.9999999360000008E-2,0.39999998880000004,0.19999999872000002,1.2000000096000001,0.99999999360000003,0,0.30000000671999999,0.90000002879999996,2.0999999520000001,0]
[2011,12,1,"2011-12-01",19.799999424000003,20.499999263999999,9.999999936,31.09999968,25.100000064,9.8999997120000014,14.100000479999999,10.200000038399999,16.600000896000001,22.299999840000002,14.699999232,19.900000511999998,0]
[2011,12,6,"2011-12-06",0.19999999872000002,0,9.9999999360000008E-2,0.39999998880000004,0,0,0.30000000671999999,0.99999999360000003,9.9999999360000008E-2,9.9999999360000008E-2,0.99999999360000003,0.39999998880000004,1.9999999872000001]
[2011,12,7,"2011-12-07",0,0,0,0,9.9999999360000008E-2,0,9.9999999360000008E-2,0,0,0,0.19999999872000002,9.9999999360000008E-2,0]
[2011,12,12,"2011-12-12",24.299999999999997,26.400000383999998,9.5999999039999988,17.59999968,20.399999904000001,9.3000000959999998,16.2,16.099999776000001,14.100000479999999,19.199999807999998,22.100001120000002,27.600001343999999,6.9999997823999998]
[2011,12,16,"2011-12-16",0.99999999360000003,3.3000000479999998,1.5999999552000002,3.0000000672000002,1.7000000927999999,3.0999998592,2.499999984,3.0999998592,1.5000000767999999,5.9000002559999993,1.5000000767999999,0.90000002879999996,16.799999616000001]
[2011,12,23,"2011-12-23",4.999999968,6.1000002719999999,3.4999998911999999,6.4999998720000001,5.4,4.1999999040000002,4.999999968,6.1999997184,1.7000000927999999,9.1000005119999994,4.5000001439999995,5.9000002559999993,4.6999999872]
[2011,12,24,"2011-12-24",0.30000000671999999,0.60000000480000004,0.19999999872000002,0.19999999872000002,0.19999999872000002,0.19999999872000002,0.30000000671999999,0.30000000671999999,9.9999999360000008E-2,0.49999999680000001,0.19999999872000002,9.9999999360000008E-2,0]
[2011,12,29,"2011-12-29",2.499999984,0.19999999872000002,4.100000112,1.9999999872000001,1.9999999872000001,3.0999998592,2.6000000352000003,3.9999999744000001,1.5999999552000002,1.1000000448,5.4,7.0999998336000001,4.100000112]
[2012,1,4,"2012-01-04",2.2000000032,1.2000000096000001,5.1000000191999995,2.7999998784,1.7999999711999999,3.0000000672000002,2.4000000192000002,2.9000000160000003,3.0999998592,0.70000001280000002,1.7000000927999999,1.7999999711999999,3.0999998592]
[2012,1,9,"2012-01-09",0,0,0,0,0,0,0,0,0,9.9999999360000008E-2,0,0,0]
[2012,1,10,"2012-01-10",0,0,0,0,0,0,0,0,0,0,0,0,0]
[2012,1,15,"2012-01-15",0,0,0,0,0,0.19999999872000002,9.9999999360000008E-2,0,0,0,0,0,0]
[2012,1,22,"2012-01-22",0,0,0,0,0,0,0,0,0.19999999872000002,0,0,0,0]
[2012,1,26,"2012-01-26",1.2000000096000001,0.60000000480000004,9.9999999360000008E-2,1.9000001088,1.7000000927999999,0.30000000671999999,0.90000002879999996,1.1000000448,0.19999999872000002,0.99999999360000003,0.90000002879999996,0.99999999360000003,0.30000000671999999]
[2012,1,27,"2012-01-27",0,0,0,0,0.39999998880000004,0,9.9999999360000008E-2,0,0,0,9.9999999360000008E-2,9.9999999360000008E-2,1.3999999392]
[2012,2,1,"2012-02-01",0,0,0,9.9999999360000008E-2,0,0.30000000671999999,9.9999999360000008E-2,0.19999999872000002,0,0,0,0,0]
[2012,2,6,"2012-02-06",0,0,0,0,0,0,9.9999999360000008E-2,0.19999999872000002,0,0,9.9999999360000008E-2,0,0.30000000671999999]
[2012,2,9,"2012-02-09",0,0,0.99999999360000003,0,0,9.9999999360000008E-2,0,9.9999999360000008E-2,0,0,0,9.9999999360000008E-2,1.9999999872000001]
[2012,2,13,"2012-02-13",1.9000001088,0.99999999360000003,0.30000000671999999,2.2000000032,1.9999999872000001,0.60000000480000004,0.90000002879999996,0.60000000480000004,0.49999999680000001,0.99999999360000003,0.99999999360000003,1.1000000448,1.5999999552000002]
[2012,2,18,"2012-02-18",3.0000000672000002,2.2999999680000003,2.4000000192000002,6.0000001344000005,4.100000112,2.2000000032,2.2000000032,1.2000000096000001,1.3000000176000002,3.1999999104000003,1.9999999872000001,2.7,1.3999999392]
[2012,2,23,"2012-02-23",0,0,0,0.19999999872000002,9.9999999360000008E-2,0,0,0,0,0,0,0,0]
[2012,2,28,"2012-02-28",0,0,0,0,9.9999999360000008E-2,0,0,0,0,9.9999999360000008E-2,0,0,0.30000000671999999]
[2012,3,1,"2012-03-01",0,0,0,0.19999999872000002,0,0,0,0,0,9.9999999360000008E-2,0,0,0]
[2012,3,6,"2012-03-06",0,0,0,2.2000000032,0.30000000671999999,0,0,0,0.39999998880000004,0,0,0,0.60000000480000004]
[2012,3,11,"2012-03-11",0,0,0,0,0,0,9.9999999360000008E-2,0,9.9999999360000008E-2,0,0,0,0]
[2012,3,17,"2012-03-17",5.5999995839999999,5.3000002080000002,4.1999999040000002,7.2999999359999999,7.6999999680000002,3.8999999232000002,2.7999998784,4.1999999040000002,2.2000000032,7.1999997120000003,3.7000000800000001,4.5999999360000006,5.6999998080000003]
[2012,3,18,"2012-03-18",0,0,0.70000001280000002,0,0,0.79999997760000008,0.19999999872000002,1.1000000448,0.19999999872000002,0,0.90000002879999996,0.19999999872000002,1.7999999711999999]
[2012,3,23,"2012-03-23",0,0,0,0,0,0,0,0,0,9.9999999360000008E-2,0,0,0]
[2012,3,28,"2012-03-28",0,0,0,0,0,0,0,0,0,0,0,0,0]
[2012,4,2,"2012-04-02",0,0,0,0,0,0,0,0,0,0,0,0,0]
[2012,4,4,"2012-04-04",0,0,9.9999999360000008E-2,0,0,9.9999999360000008E-2,9.9999999360000008E-2,0,0,0.30000000671999999,0,0,6.4999998720000001]
[2012,4,9,"2012-04-09",5.6999998080000003,3.3000000479999998,3.8999999232000002,5.8000000320000007,6.0000001344000005,4.999999968,4.2999999551999997,6.4999998720000001,1.7000000927999999,2.2999999680000003,6.9999997823999998,9.3000000959999998,3.9999999744000001]
[2012,4,14,"2012-04-14",0.60000000480000004,0.49999999680000001,9.9999999360000008E-2,0.39999998880000004,1.7000000927999999,0.79999997760000008,0.99999999360000003,0.49999999680000001,0,0.49999999680000001,0.39999998880000004,0.39999998880000004,0.49999999680000001]
[2012,4,19,"2012-04-19",4.9000001759999998,3.4000000992000001,3.0000000672000002,3.9999999744000001,4.999999968,2.2000000032,1.7999999711999999,5.4999997056000005,1.5999999552000002,3.3000000479999998,6.9000003359999997,6.8000001984000003,3.8999999232000002]
[2012,4,23,"2012-04-23",11.300000255999999,18.900000000000002,4.5999999360000006,12.299999904,9.5000000256000003,7.8999998976000008,10.699999776,9.3999999744,4.5000001439999995,10.300000089599999,6.6000000959999996,6.9000003359999997,8.3000004480000005]
[2012,4,26,"2012-04-26",0,0,1.7000000927999999,0.19999999872000002,0.49999999680000001,0.99999999360000003,0.30000000671999999,0.79999997760000008,0,0,0.39999998880000004,0.70000001280000002,1.7000000927999999]
[2012,5,1,"2012-05-01",0,0,9.9999999360000008E-2,0,0,9.9999999360000008E-2,9.9999999360000008E-2,0,0,0,0,0,0.30000000671999999]
[2012,5,6,"2012-05-06",0.19999999872000002,0,0.70000001280000002,0,0,0.39999998880000004,0.30000000671999999,0.90000002879999996,0,0.39999998880000004,0.60000000480000004,0.49999999680000001,0.30000000671999999]
[2012,5,11,"2012-05-11",0,0,0,0,0,0,0,0,0,0,0,0,1.1000000448]
[2012,5,13,"2012-05-13",0.39999998880000004,0,0,0,0,0,0,0,9.9999999360000008E-2,0,0,0,0.70000001280000002]
[2012,5,18,"2012-05-18",1.7000000927999999,0,0,1.9000001088,1.9999999872000001,0,0,0.70000001280000002,0,0.39999998880000004,9.9999999360000008E-2,0.30000000671999999,1.7000000927999999]
[2012,5,23,"2012-05-23",0,0,0,0,0,0,0,0,0,0,0,0,0]
[2012,5,24,"2012-05-24",0,0,0,0,0,0,0,0,0,0,0,0,0]
[2012,5,29,"2012-05-29",0,0,0,0,0,0,0,0,0,0,0,0,0]
[2012,6,4,"2012-06-04",9.9999999360000008E-2,0.19999999872000002,0.99999999360000003,0.19999999872000002,9.9999999360000008E-2,0.79999997760000008,0.49999999680000001,0,0,1.3000000176000002,0,9.9999999360000008E-2,9.9999999360000008E-2]
[2012,6,9,"2012-06-09",0,0,0,0,0,0,0,0,0,0,0,0,0]
[2012,6,10,"2012-06-10",7.4000001600000003,4.1999999040000002,25.800000768,4.4000000064,7.0999998336000001,25.100000064,19.499999616,30.699999648000002,5.8000000320000007,1.7999999711999999,25.600000319999999,29.199999743999999,0.79999997760000008]
[2012,6,17,"2012-06-17",2.7,5.3000002080000002,1.5999999552000002,3.0000000672000002,2.7999998784,1.7000000927999999,1.9000001088,1.9999999872000001,2.4000000192000002,3.1999999104000003,2.2000000032,2.4000000192000002,2.2000000032]
[2012,6,21,"2012-06-21",1.1000000448,1.3000000176000002,1.5000000767999999,4.100000112,3.3000000479999998,1.2000000096000001,1.2000000096000001,2.7,0.49999999680000001,0.70000001280000002,1.5999999552000002,4.1999999040000002,5.6999998080000003]
[2012,6,26,"2012-06-26",0,0,9.9999999360000008E-2,0,0,0,0,0,0,0,9.9999999360000008E-2,0,0]
[2012,6,27,"2012-06-27",9.9999999360000008E-2,0.19999999872000002,0,0,0,0,9.9999999360000008E-2,0,0.19999999872000002,0,0,9.9999999360000008E-2,0.60000000480000004]
[2012,7,5,"2012-07-05",0.70000001280000002,5.8000000320000007,1.9000001088,6.0000001344000005,0.90000002879999996,1.7999999711999999,0.90000002879999996,0.39999998880000004,1.7000000927999999,11.200000032,0.39999998880000004,9.9999999360000008E-2,25.100000064]
[2012,7,8,"2012-07-08",6.8000001984000003,2.4000000192000002,10.8,2.499999984,6.0000001344000005,8.5999999103999993,9.1999998720000011,12.200000544,2.7,1.1000000448,8.1,5.2000000704000007,2.2000000032]
[2012,7,13,"2012-07-13",4.9000001759999998,2.0999999520000001,4.8000000384000003,3.8999999232000002,5.1000000191999995,5.9000002559999993,4.9000001759999998,10.500000192,5.8000000320000007,5.9000002559999993,6.9000003359999997,5.4999997056000005,22.899998591999999]
[2012,7,14,"2012-07-14",17.800000128000001,10.200000038399999,7.6999999680000002,36.59999904,20.499999263999999,7.8999998976000008,9.3999999744,4.4000000064,8.7999998399999999,14.199999839999998,5.5999995839999999,5.1000000191999995,9.9999999360000008E-2]
[2012,7,19,"2012-07-19",0,0.19999999872000002,1.3999999392,3.9999999744000001,0,1.7000000927999999,9.9999999360000008E-2,0,0,0.19999999872000002,0,0.49999999680000001,0.39999998880000004]
[2012,7,23,"2012-07-23",0,0,0,0,0,0,0,0,0,0,0,0,0]
[2012,7,30,"2012-07-30",0.30000000671999999,0.19999999872000002,1.5999999552000002,9.9999999360000008E-2,0.49999999680000001,0.99999999360000003,0.39999998880000004,0.60000000480000004,0.30000000671999999,9.9999999360000008E-2,9.9999999360000008E-2,0.19999999872000002,3.7000000800000001]
[2012,7,31,"2012-07-31",0,0,9.9999999360000008E-2,0,0,9.9999999360000008E-2,9.9999999360000008E-2,0,0,9.9999999360000008E-2,0,0,2.2000000032]
[2012,8,5,"2012-08-05",0.30000000671999999,0.19999999872000002,6.4999998720000001,0,0.39999998880000004,1.5000000767999999,1.7999999711999999,0.70000001280000002,0.99999999360000003,3.7000000800000001,0.49999999680000001,1.2000000096000001,6.0000001344000005]
[2012,8,11,"2012-08-11",0,0,0,0,0,0,0,0,0,0,0,0,0]
[2012,8,16,"2012-08-16",0,0,0,0,0,0,0,0,0,9.9999999360000008E-2,0,0,0]
[2012,8,17,"2012-08-17",0,0,9.9999999360000008E-2,0,0,0,0,0,0,0,0,0,0]
[2012,8,22,"2012-08-22",0,0,0,0,0,0,0,0,0,0,0,0,0]
[2012,8,27,"2012-08-27",1.7000000927999999,1.1000000448,1.9999999872000001,2.4000000192000002,3.3000000479999998,1.5000000767999999,1.2000000096000001,1.9999999872000001,2.4000000192000002,3.1999999104000003,1.1000000448,1.5000000767999999,0.90000002879999996]
[2012,9,2,"2012-09-02",0,0,0,0,0,0,0,0,0,0,0,0,0]
[2012,9,3,"2012-09-03",0,0,0,0,0,0,9.9999999360000008E-2,0,0,0,0,0,0]
[2012,9,8,"2012-09-08",0,0,0,0,0,0,9.9999999360000008E-2,0,0,9.9999999360000008E-2,0,0,0]
[2012,9,13,"2012-09-13",0,0,0,0,0,0,0,0,0,0,0,0,0]
[2012,9,16,"2012-09-16",0,0,0,0,0,0,0,0,0,0,0,0,0]
[2012,9,20,"2012-09-20",0,0,0,0,0,0,0,0,0,0,0,0,0]
[2012,9,25,"2012-09-25",33.499999008000003,37.699998911999998,3.7000000800000001,18.399999744000002,21.999999167999999,9.999999936,7.0999998336000001,17.800000128000001,16.499999807999998,18.900000000000002,15.799999968,12.500000352000001,0.30000000671999999]
[2012,9,30,"2012-09-30",0,0,0.79999997760000008,0,0.70000001280000002,0.30000000671999999,9.9999999360000008E-2,1.3000000176000002,0.19999999872000002,0,0.39999998880000004,1.1000000448,1.3999999392]
[2012,10,5,"2012-10-05",16.2,20.799999935999999,19.000000224000001,17.100000288,12.699999935999999,19.700000064000001,19.499999616,18.499999968000001,25.999999488,22.600000511999998,18.300000384000001,18.099999936,8.1]
[2012,10,7,"2012-10-07",0,0,9.9999999360000008E-2,0,0,0.39999998880000004,0.30000000671999999,1.9999999872000001,9.9999999360000008E-2,0,0.60000000480000004,0.30000000671999999,0]
[2012,10,12,"2012-10-12",1.3000000176000002,0.19999999872000002,0.39999998880000004,3.5999999423999998,2.499999984,0.70000001280000002,0.70000001280000002,0.39999998880000004,0.70000001280000002,0.19999999872000002,0.39999998880000004,0.60000000480000004,0.30000000671999999]
[2012,10,17,"2012-10-17",3.0999998592,2.7,3.4000000992000001,3.4999998911999999,3.8000001312,2.499999984,2.0999999520000001,3.8999999232000002,2.0999999520000001,1.9999999872000001,2.499999984,4.2999999551999997,1.3999999392]
[2012,10,22,"2012-10-22",9.9999999360000008E-2,0.30000000671999999,0.60000000480000004,0,0,0.39999998880000004,9.9999999360000008E-2,0.30000000671999999,0.90000002879999996,0.19999999872000002,9.9999999360000008E-2,0.19999999872000002,9.9999999360000008E-2]
[2012,10,27,"2012-10-27",0,1.7000000927999999,1.7999999711999999,8.5000000320000009,2.0999999520000001,1.7000000927999999,1.3000000176000002,1.9999999872000001,9.9999999360000008E-2,7.5000003840000007,2.6000000352000003,1.9999999872000001,6.6000000959999996]
[2012,10,29,"2012-10-29",0.70000001280000002,1.9000001088,1.9000001088,0.19999999872000002,0.79999997760000008,2.2999999680000003,1.7999999711999999,2.499999984,2.499999984,3.8999999232000002,2.2999999680000003,1.5999999552000002,1.5000000767999999]
[2012,11,3,"2012-11-03",6.9999997823999998,3.4000000992000001,10.8,1.5999999552000002,3.0999998592,10.699999776,8.6999999615999997,11.899999871999999,9.3999999744,3.0999998592,10.10000016,10.999999583999999,1.5000000767999999]
[2012,11,8,"2012-11-08",0,9.9999999360000008E-2,0,0,0,0,0,0,0,0,0,0,0]
[2012,11,10,"2012-11-10",2.9000000160000003,3.0999998592,0.39999998880000004,3.4000000992000001,2.499999984,0.79999997760000008,0.90000002879999996,0.49999999680000001,2.4000000192000002,1.9999999872000001,0.99999999360000003,1.3999999392,1.9999999872000001]
[2012,11,15,"2012-11-15",0,9.9999999360000008E-2,0,0,0,0,0,0,0,0,0,0,0]
[2012,11,20,"2012-11-20",1.3999999392,0.70000001280000002,1.7000000927999999,0.49999999680000001,0.90000002879999996,1.7999999711999999,1.5000000767999999,3.5999999423999998,1.2000000096000001,0,3.4000000992000001,3.9999999744000001,1.1000000448]
[2012,11,25,"2012-11-25",13.299999551999999,10.8,5.4,6.1000002719999999,11.899999871999999,6.8000001984000003,6.3999996479999997,12.599999712000001,10.10000016,7.5000003840000007,8.9000000640000003,9.8000003519999996,5.5999995839999999]
[2012,11,29,"2012-11-29",0,0,0,0,0,9.9999999360000008E-2,0,0,0,0,0,0,0.70000001280000002]
[2012,12,2,"2012-12-02",4.8000000384000003,4.2999999551999997,3.5999999423999998,7.1999997120000003,6.2999997695999994,4.5000001439999995,4.8000000384000003,6.0000001344000005,3.0999998592,4.999999968,5.8000000320000007,5.5999995839999999,5.6999998080000003]
[2012,12,7,"2012-12-07",2.4000000192000002,6.9999997823999998,0.90000002879999996,14.500000512,8.1,1.2000000096000001,0.99999999360000003,0.70000001280000002,3.8999999232000002,9.1000005119999994,0.90000002879999996,1.1000000448,5.3000002080000002]
[2012,12,12,"2012-12-12",0,0,0,0.30000000671999999,9.9999999360000008E-2,0,9.9999999360000008E-2,0.19999999872000002,0,9.9999999360000008E-2,0,0,9.9999999360000008E-2]
[2012,12,13,"2012-12-13",9.9999999360000008E-2,0,0.30000000671999999,0,0,0.19999999872000002,0.39999998880000004,0.30000000671999999,9.9999999360000008E-2,9.9999999360000008E-2,9.9999999360000008E-2,0.19999999872000002,0]
[2012,12,21,"2012-12-21",12.500000352000001,7.9999997760000001,6.70000032,8.3999998080000005,10.399999967999999,6.70000032,9.7000001279999992,11.500000704,7.0999998336000001,6.9999997823999998,9.8000003519999996,12.000000096000001,0.90000002879999996]
[2012,12,24,"2012-12-24",9.3000000959999998,7.4000001600000003,7.0999998336000001,6.9000003359999997,6.1999997184,8.9000000640000003,12.299999904,11.600000064000001,9.000000287999999,6.1999997184,12.999999744,13.900000032000001,2.499999984]
[2012,12,29,"2012-12-29",3.3000000479999998,2.7,1.3000000176000002,3.8000001312,3.8000001312,1.5000000767999999,2.7,3.0999998592,2.7,1.7000000927999999,3.4000000992000001,4.100000112,0.99999999360000003]
[2012,12,30,"2012-12-30",9.9999999360000008E-2,0,9.9999999360000008E-2,0,0,0.19999999872000002,0.19999999872000002,0.60000000480000004,0.19999999872000002,9.9999999360000008E-2,0.30000000671999999,0.30000000671999999,0]
[2013,1,4,"2013-01-04",0,9.9999999360000008E-2,9.9999999360000008E-2,0.20032362719999999,9.323181216000001E-2,0.1995305184,0.19924386048000001,0,0.10026667296000001,9.9756092160000004E-2,0.19964789279999998,0.10014492672,0]
[2013,1,10,"2013-01-10",0,0.39999998880000004,0,0.20032362719999999,0,0.1995305184,0,0,0.20053333728,0.69829266239999999,0,0,1.0831721760000002]
[2013,1,15,"2013-01-15",0.30000000671999999,0,9.9999999360000008E-2,0.10016181791999999,0.18646362432000002,0.1995305184,9.9621930240000003E-2,0.10079745408,0.10026667296000001,0,0,0,3.4661509631999996]
[2013,1,16,"2013-01-16",0,0,0,0.20032362719999999,9.323181216000001E-2,0.1995305184,0.19924386048000001,0,0,9.9756092160000004E-2,0,0,0.10831721759999999]
[2013,1,22,"2013-01-22",0.79999997760000008,0.70000001280000002,0.79999997760000008,1.3021035552,0.74585447999999999,1.4964788447999999,2.4905481696000003,1.8143541215999999,0.90239996160000002,0.49878046079999994,2.1961267776,2.1030434784000001,0.21663443519999998]
[2013,1,27,"2013-01-27",1.1000000448,0.30000000671999999,1.2000000096000001,1.0016180928,1.0255499424000001,0.49882628736000001,9.9621930240000003E-2,0.40318979904000002,0.10026667296000001,9.9756092160000004E-2,0.59894363520000005,0.60086957759999993,0]
[2013,2,1,"2013-02-01",2.9000000160000003,2.910984912,1.519313328,3.0999998592,2.5270194240000001,1.985662944,2.1923611199999997,1.0108991808000001,1.892307744,3.8711113920000004,1.5000000767999999,1.9839142079999998,2.4867725759999999]
[2013,2,2,"2013-02-02",0,0,0,0,0,0,0,0,0,0,0,0,2.5862434271999999]
[2013,2,7,"2013-02-07",0,0,0,0,0,0.19856632032000002,9.9652783679999996E-2,1.1119890816,0,0,0.60000000480000004,1.6863270336,2.1883597631999998]
[2013,2,14,"2013-02-14",0.49999999680000001,0.60227274815999998,0.30386266559999997,0.79999997760000008,0.65515319423999996,0.39713263200000004,0,0,0.29878543008000003,0.79407406079999998,0,0.29758713120000002,0.99470903039999992]
[2013,2,18,"2013-02-18",0,0.10037878559999999,0,0,9.3593309759999993E-2,0,0,0,0,9.9259257599999998E-2,9.9999999360000008E-2,0,0]
[2013,2,19,"2013-02-19",9.9999999360000008E-2,0,0.30386266559999997,0.19999999872000002,9.3593309759999993E-2,0.29784945887999997,0.19930555872,0.30326975424000002,0,9.9259257599999998E-2,9.9999999360000008E-2,0.39678284159999999,0.19894178879999999]
[2013,2,24,"2013-02-24",1.3000000176000002,1.1041666848,0.10128755808000001,4.1999999040000002,1.7782729631999998,9.9283155839999998E-2,0.59791668479999993,0.30326975424000002,0.59757085152,1.9851852384000002,9.9999999360000008E-2,0.29758713120000002,0.49735451519999996]
[2013,2,28,"2013-02-28",0.70000001280000002,0.90340911359999998,0.20257511616000001,0.79999997760000008,0.56155987584,0.39713263200000004,0.39861112607999999,0.30326975424000002,0.39838055040000003,1.7866666367999999,9.9999999360000008E-2,0.29758713120000002,0.39788357759999998]
[2013,3,7,"2013-03-07",3.1859340768000002,3.4071578208000002,1.7927999999999999,3.5999999423999998,2.8797202943999998,1.5053381279999998,1.9299474720000001,1.9574927423999999,2.9138094143999997,3.985765056,2.3034691008000001,2.7745454880000002,2.2026764160000001]
[2013,3,8,"2013-03-08",22.60021824,25.954525440000001,17.429999903999999,25.300002239999998,27.208391616,23.884697664000001,22.549912704,16.175071872,26.324761536,30.491104319999998,20.030165568000001,22.089651264,27.83382048]
[2013,3,13,"2013-03-13",0.29868132671999997,1.0021052159999999,0.19920001247999999,0.39999998880000004,0.59580420480000007,0.200711736,0.40630472639999998,0.20605187808,0.50238094752000007,1.0960854335999999,0.10015083647999999,0.10671327936,0.10012165056]
[2013,3,18,"2013-03-18",0,0,2.9879998847999998,0,0,5.0177936159999996,5.4851143680000005,6.9027379199999999,0,0,8.4126700224000004,9.2840561856000008,0]
[2013,3,24,"2013-03-24",9.9560439359999989E-2,0,0,0,0,0,0,0,0.10047619296,0,0,0,0]
[2013,3,25,"2013-03-25",0,0,0.19920001247999999,0,0,0,0,0.10302594336000001,0,0,0,0,0]
[2013,3,30,"2013-03-30",0.49780218816000005,0.40084208640000002,0,0.19999999872000002,0.79440557759999997,0.200711736,0.20315236319999999,0,0,0.19928825280000001,0,0,0.10012165056]
[2013,4,4,"2013-04-04",1.0060790544,0.19930795200000001,2.5938201888000001,0.90252809280000001,0.50326795584000006,0.70000001280000002,1.5041322431999999,1.6037471232,0,0,1.8088451712,1.9038539808000001,0]
[2013,4,10,"2013-04-10",8.3504554560000006,7.6733568000000005,10.375280928,12.334550400000001,10.769935391999999,10.600000416,8.9245177919999996,11.827635551999998,8.049382992,6.8694687359999991,11.657002464,12.525354432,1.1083969151999999]
[2013,4,11,"2013-04-11",3.7224921599999998,3.98615904,2.7859550399999997,2.4067415519999997,3.5228758463999998,2.6000000352000003,3.9107437632000002,3.7086652224000001,3.5216050751999997,2.1902654880000001,3.517198848,4.0081135392,1.1083969151999999]
[2013,4,16,"2013-04-16",0,0,0,0.50140451519999996,0.20130719616000001,0,0.20055096287999999,0.4009367808,0,0,0.10049139936000001,0.30060851327999999,0]
[2013,4,21,"2013-04-21",0,0,0,0,0,0,0,0,0.10061728416,0,0,0,0]
[2013,4,24,"2013-04-24",0,0,0.48033708479999998,0,0,0.19999999872000002,0,0,0,0,0,0,0]
[2013,4,28,"2013-04-28",0.30182371200000002,0.29896193663999998,0,0.30084270048,0.30196077696000001,0,0.40110192575999998,0.50117097600000005,0.30185184384000002,9.955751904E-2,0.40196559744000004,0.40081137120000004,0.30229007328000002]
[2013,5,3,"2013-05-03",0,0,0,0,0,0,0,0,0,0,0,0,0]
[2013,5,8,"2013-05-08",0.50119050239999996,9.9616858559999993E-2,0.10024509887999999,0.60131293056000001,0.835380864,0,0.30000000671999999,0,9.9820788479999992E-2,0.29929411872,0.30150000575999997,0.49922959391999999,0]
[2013,5,13,"2013-05-13",0.10023810048000001,2.5900382880000001,0.10024509887999999,0,0,1.7031894624000001,2.0999999520000001,3.1047693120000002,3.3939066528000001,1.8955295135999999,1.7084999519999999,0.99845922239999996,1.3999999392]
[2013,5,17,"2013-05-17",0,0,0,0,0,0,0,0,0,0,0,0,6.8000001984000003]
[2013,5,20,"2013-05-20",2.3054761727999997,3.3869730527999997,0,6.4140042239999993,2.6105651999999999,0.10018761696,1.3000000176000002,0,4.2922941119999996,4.7887058303999996,0.40200001920000006,0.89861330880000001,0]
[2013,5,25,"2013-05-25",0,0,0,0,0,0,0,0,0,0,0,9.9845922239999996E-2,0.79999997760000008]
[2013,5,30,"2013-05-30",0.50119050239999996,0,0.30073529663999998,0,0,0.80150091840000004,1.9000001088,0.40061539007999997,0,9.9764706240000001E-2,1.8090000000000002,1.9969183584000001,0]
[2013,6,4,"2013-06-04",0,0,0,0,0,0,0,0,0,0,0,0,0]
[2013,6,6,"2013-06-06",0.60594060096000002,1.2098360448000001,0.70409355839999999,0,0.99218744640000012,0.88524593279999997,3.6739437407999995,0.30410959679999999,0,0,1.5098685120000002,0.8951351904,0]
[2013,6,11,"2013-06-11",0.40396040063999999,0.20163933504000001,0.10058478912,0.39999998880000004,0.39687500448000002,0.17704916928,0.69507037440000008,0.81095886719999999,0,9.672130944E-2,0.90592102079999992,1.8897297408,0]
[2013,6,16,"2013-06-16",0.30297030048000001,0.30245901120000002,0.10058478912,1.2000000096000001,0.49609373184000005,0,0.29788732800000001,0.10136986272000001,0,0.19344262751999999,0.20131578432000002,0.29837838239999998,0]
[2013,6,18,"2013-06-18",0.10099010016,0.10081966752,0.20116958688,0.60000000480000004,0,0.3540983472,0.29788732800000001,0.30410959679999999,9.7777774080000004E-2,0.6770491488,0.80526311999999989,0.59675676479999995,0.20211640128]
[2013,6,23,"2013-06-23",0,0.20163933504000001,0.90526317119999999,0.70000001280000002,0,0.3540983472,0.19859154048000002,0.2027397168,0,9.672130944E-2,0.10065789216000001,0.19891892736000003,0.90952377120000005]
[2013,6,28,"2013-06-28",1.0099010016000001,0.70573766400000004,1.7099415360000001,0.70000001280000002,0.89296879680000008,1.5049180511999998,0.99295778880000007,1.4191781472,0.88000007040000006,0.6770491488,1.1072368656,1.0940540832000001,4.4465607935999998]
[2013,7,3,"2013-07-03",0,0,0,0,9.9571731839999997E-2,0,9.9999999360000008E-2,0,0,0,0,0,0]
[2013,7,4,"2013-07-04",0,0,0,0,9.9571731839999997E-2,0,0,0,0,9.91266336E-2,0,0,0]
[2013,7,11,"2013-07-11",0,0,0,0,0,0,0,0,0,0,0,0,0]
[2013,7,15,"2013-07-15",0,0,0,0,0,0,0,0,0,0,0,0,0]
[2013,7,20,"2013-07-20",0,0,0,0,0,0,0,0,0,0,0,0,0]
[2013,7,21,"2013-07-21",0,0,0,0,0,0,0,0,0,9.91266336E-2,0,0,0]
[2013,7,29,"2013-07-29",0,0,4.0859106047999996,0,0,1.5045592320000001,0.39999998880000004,2.8697509440000002,0,0,0.19921567680000002,0.39836733120000001,2.7999998784]
[2013,8,1,"2013-08-01",0,0.19999999872000002,2.9956772160000003,1.0029940128000001,0.49884258239999996,2.7074791296000003,0,1.6508137824,9.9726024960000006E-2,0.10026954144,0.99999999360000003,0.50189751360000001,0]
[2013,8,6,"2013-08-06",0,0,0,0,0,0,0.10073395008000001,0,0,0,0,0,0]
[2013,8,7,"2013-08-07",0,0,0,0,0.19953704159999999,0,0,0,0,0.20053907424,0,0,0]
[2013,8,12,"2013-08-12",0,0,0,0,0,0,0,0,0,0,0,0,0.10040160383999999]
[2013,8,18,"2013-08-18",0.59779814399999998,0.79999997760000008,9.9855910079999999E-2,0.10029940128000001,9.976851648E-2,0.10027701504,0.60440368319999993,0.48553344000000004,0.69808219199999999,0.60161728319999996,0.70000001280000002,0.40151804544000003,0]
[2013,8,23,"2013-08-23",4.5831191040000006,1.9999999872000001,1.9971181151999999,2.7080838432000003,2.9930554943999996,2.6072022528000001,4.1300916768000002,3.4958407679999999,2.0942465760000002,1.5040431647999999,3.4000000992000001,4.2159394079999997,2.2088352672]
[2013,8,24,"2013-08-24",38.856879360000001,32.599998720000002,40.841065727999997,21.764969568000001,33.023380320000001,42.417176256000005,33.242203007999997,30.685714272000002,14.859178272000001,19.352021472000001,24.599999808,29.411196768000003,3.0120482880000004]
[2013,8,29,"2013-08-29",0,0,0,0,0,0,0.10073395008000001,0,0,0,0,0,0]
[2013,9,4,"2013-09-04",0,0,0,0,0,0,0.10027624608000001,0,0,0,0,0,0]
[2013,9,9,"2013-09-09",8.476964928000001,11.099999808,3.6171427392000002,10.775675808000001,5.3682355583999994,4.2097674239999998,3.1085635679999997,3.3542095679999999,9.5250660479999993,12.943965024000001,2.0999999520000001,2.0081799072000002,5.2828476479999997]
[2013,9,10,"2013-09-10",0.7978319424000001,1.9000001088,0.30142857024000003,3.0930180480000002,1.1929411296000001,0.20046510720000002,0.30082872960000001,0.81314167680000005,0.9023746896,2.7879310079999997,0.49999999680000001,0.40163599872,15.549514272]
[2013,9,15,"2013-09-15",3.4905148991999999,2.2999999680000003,2.2104761759999998,5.188288032,3.9764704896,3.5081395488,2.7074586528000002,3.8624230080000004,1.503957888,2.5887930911999999,2.7,3.8155421087999999,3.6880259903999999]
[2013,9,22,"2013-09-22",0,0,0,0,0,0,0,0,0,0,0,0,0]
[2013,9,26,"2013-09-26",0,0,0.10047619296,0,9.9411762239999993E-2,0,0,0,0.10026384768,0,0,0,0]
[2013,9,27,"2013-09-27",0,0,0,0,0,0,0,0,0,0,0,0,0]
[2013,10,2,"2013-10-02",0,0,9.6260780160000003E-2,0,0.10007309376,9.8668644480000012E-2,0,0,0,0,0,0,0]
[2013,10,6,"2013-10-06",0,9.9999999360000008E-2,0,0.20018165471999999,0.10007309376,0,0,0.10029291264,9.9926853119999992E-2,9.9841394880000003E-2,9.9999999360000008E-2,0,0]
[2013,10,13,"2013-10-13",10.814516064000001,8.7999998399999999,5.9681689919999998,8.0072660159999991,10.2074563584,8.1894965759999998,10.300000089599999,12.135442464,7.6943671199999999,9.3850911359999998,10.899999360000001,12.007058976,8.7194193984000012]
[2013,10,14,"2013-10-14",0.10013441184000001,0,1.5401724480000001,0.20018165471999999,0,1.2826923263999999,9.9999999360000008E-2,1.0029290832,9.9926853119999992E-2,0,1.1000000448,1.2007058976,0.10022321376]
[2013,10,19,"2013-10-19",3.6048386879999996,3.0000000672000002,3.4653882240000002,2.7024524640000003,3.1022661312000004,5.0321005919999999,5.4999997056000005,6.2181604800000008,3.0977322911999998,1.5974623008000002,5.5999995839999999,6.904058976,0.10022321376]
[2013,10,24,"2013-10-24",4.1055107904000003,1.7000000927999999,0.67382547840000007,2.6023615200000001,3.3024124224000002,1.1840236991999999,1.7000000927999999,2.2064440608,1.2990490559999999,1.1980967039999999,2.0999999520000001,2.9017058112000003,1.5033481632000001]
[2013,10,29,"2013-10-29",0,9.9999999360000008E-2,0,0,0,0,0,0,0,0,0,0,0.20044642752]
[2013,10,31,"2013-10-31",3.9052419839999999,2.0999999520000001,1.6364334528,3.0027248640000002,8.6062862879999997,4.0454140607999998,4.1999999040000002,4.2123023999999996,1.8986101056,1.697303808,5.1000000191999995,6.1035885503999996,0.40089286367999999]
[2013,11,5,"2013-11-05",1.8019501919999998,2.2026993984000001,2.2074198624000001,1.3009759920000001,1.8016378559999999,2.0060332128000002,2.2111816320000002,2.94074064,1.8942597792,3.0895032960000002,3.4953825023999996,3.2039701631999997,2.2111111295999999]
[2013,11,10,"2013-11-10",0,0,0.30101181119999998,0.20015014464,0,0.20060331264,0.100508256,0.50702425632000003,9.9697884479999999E-2,9.9661397759999992E-2,0.59920842527999996,0.50062034880000006,0.50252525280000004]
[2013,11,16,"2013-11-16",0,0,0.10033726175999999,0,0,0,0,0,0,0,0,0,0]
[2013,11,17,"2013-11-17",0.50054169024000006,0.10012270464,1.8060707808000001,0.10007507232,0.40036397472000002,2.0060332128000002,1.407115584,2.1295020095999999,0.29909365344,9.9661397759999992E-2,1.5978891168,1.4017370112,0.40202021088000001]
[2013,11,22,"2013-11-22",4.1044421087999998,5.6068709760000006,0.10033726175999999,17.212912992,7.7070065760000004,0.10030165632,0.100508256,0.10140485472000001,1.5951661343999999,7.1756202240000002,0,0.10012406975999999,0.60303030336000008]
[2013,11,27,"2013-11-27",0.20021668128,0.10012270464,0,0,0.40036397472000002,0,0.100508256,0.10140485472000001,9.9697884479999999E-2,0.19932278687999999,0.39947230080000001,0.30037219199999998,0]
[2013,11,30,"2013-11-30",0,0.10012270464,0,0,0,0,0,0,9.9697884479999999E-2,0,0,0,0.60303030336000008]
[2013,12,4,"2013-12-04",0,0,0.19980619487999998,0,0.10008944064,0.20018082528000003,9.9931553280000002E-2,0.20433256127999999,0,9.9904579199999996E-2,0,0,0.30518519039999997]
[2013,12,9,"2013-12-09",0,0.19999999872000002,0,0.20031546239999998,0,0,0,0.20433256127999999,9.9829929600000006E-2,0.19980915839999999,0.10006116192,0,0.20345679360000002]
[2013,12,14,"2013-12-14",1.7999999711999999,0.90000002879999996,0.49951550880000001,1.6025236128,1.7015205599999998,0.80072331840000011,2.6981519040000004,2.8606556160000003,1.6971088031999999,0.29971373759999997,2.5015290912000001,3.7038482496000005,1.0172839679999999]
[2013,12,19,"2013-12-19",3.7000000800000001,2.7999998784,5.7943797119999996,5.7089905920000001,4.7042040383999995,5.6050634879999999,4.2970569120000004,6.2321425919999998,3.0947279039999995,2.8972327104,4.0024463040000002,4.4045760960000004,1.3224691583999999]
[2013,12,23,"2013-12-23",33.200000927999994,28.399999679999997,32.768216064000001,23.236592255999998,19.417351967999998,30.827848320000001,43.470228096,49.857142463999999,29.549658815999997,29.571756479999998,50.130642527999996,55.657825920000001,10.071111456000001]
[2013,12,26,"2013-12-26",9.3999999744,6.8000001984000003,4.1959304639999999,12.820189248,9.0080501759999994,4.2037974432,7.5947984640000001,8.2754680320000009,7.7867348543999997,4.9952291327999996,9.0055048319999997,11.411856287999999,1.2207407615999999]
[2013,12,31,"2013-12-31",6.8000001984000003,7.4000001600000003,6.4937013119999998,6.0094638720000004,7.0062610176,7.1064195263999999,8.2943192159999999,9.2971316159999997,6.3891158399999997,6.7935113856000005,9.2056267583999993,9.6099842879999997,2.9501236800000004]
[2014,1,5,"2014-01-05",7.3961717760000001,4.999999968,8.6939032320000003,5.3884863360000006,6.9000003359999997,8.3892996000000011,5.6966803199999996,13.53333312,4.496957568,4.0030770239999995,8.560886975999999,11.216038464,1.4962358880000002]
[2014,1,10,"2014-01-10",1.6991205407999999,3.0000000672000002,3.2976875520000002,0.69850749600000006,0.60000000480000004,1.5979617792,2.6984275200000001,3.2318406432,1.8987152544000001,1.0007692127999999,2.1899943648,2.2031503200000002,2.0947301568000003]
[2014,1,12,"2014-01-12",1.7990688384,1.2000000096000001,1.4989487615999999,2.39488272,2.6000000352000003,2.9961783360000003,3.7977866495999999,5.1507463680000001,2.0985801408000002,1.2009231072,4.0813528320000003,5.0071599359999999,3.0922205759999999]
[2014,1,17,"2014-01-17",6.6965339520000002,3.4999998911999999,4.3969165631999996,7.4840086079999999,7.6000002624,8.589044736,7.6955158079999997,13.12935264,1.5989182272,9.3071540160000001,9.0586131839999986,10.414892736000001,0.19949811840000001]
[2014,1,22,"2014-01-22",0.9994827168,0,9.9929920320000004E-2,0.89808108479999993,1.7000000927999999,0.19974522240000001,0,0.10099502496,0.19986478271999999,0.10007692127999999,9.9545198399999993E-2,0.10014319872000001,0.69824341439999993]
[2014,1,23,"2014-01-23",1.6991205407999999,2.9000000160000003,2.0985283872,2.39488272,1.5999999552000002,1.9974522240000001,1.7989516800000001,2.6258705280000001,1.5989182272,4.8036922559999997,1.8913587264,1.9027208448000001,3.0922205759999999]
[2014,1,28,"2014-01-28",20.289498624,13.800000671999999,8.9936930880000006,7.284434976,13.800000671999999,13.183185024,17.289924768000002,14.139302976,11.692089503999998,10.708231103999999,10.452245184000001,14.921337024,2.1944793024]
[2014,2,3,"2014-02-03",0.60000000480000004,0.39927271680000004,0,1.116680688,1.1991011039999999,0.10009823615999999,9.9547168320000004E-2,0.60126848640000008,9.9915612479999999E-2,0.30000000671999999,0.58796680032000004,0.96857458559999998,9.9999999360000008E-2]
[2014,2,8,"2014-02-08",7.1999997120000003,8.284908960000001,2.4906717216000001,5.88795264,10.192359167999999,3.903831072,4.9773584160000004,5.4114163776000002,4.5961179840000002,4.2999999551999997,5.8796677439999998,7.0705949760000006,1.7000000927999999]
[2014,2,9,"2014-02-09",3.3000000479999998,1.7967272256,1.0958955264000001,3.654591264,4.2967791359999996,2.3022593279999999,5.076905472,4.3090911360000002,4.8958648992000002,2.9000000160000003,5.2917014879999993,6.3925925759999993,9.9999999360000008E-2]
[2014,2,16,"2014-02-16",9.9999999360000008E-2,0.19963635840000002,0,0,0,0,0,0.10021142016000001,9.9915612479999999E-2,9.9999999360000008E-2,9.7994473919999991E-2,9.6857458559999998E-2,0]
[2014,2,20,"2014-02-20",1.9000001088,1.5970909536,1.195522416,2.94397632,2.6979773760000003,1.7016698591999999,1.5927546239999999,3.0063424319999998,1.398818592,0.60000000480000004,2.4498616320000002,3.1962962879999997,2.2999999680000003]
[2014,2,25,"2014-02-25",3.1999999104000003,4.2921817920000001,0.19925373600000001,3.248525952,2.1983520960000003,1.0009823616,2.7873207647999996,1.3027484448,1.9983122495999999,4.2999999551999997,3.2338174752,3.8742985152000005,1.5000000767999999]
[2014,2,26,"2014-02-26",6.0000001344000005,3.1941818207999999,1.2951492192,4.7712720384000002,4.5965543039999996,4.8047152320000004,4.380075648,5.7120508799999996,3.5969620320000004,2.0999999520000001,6.8596122239999993,7.9423122240000001,3.5999999423999998]
[2014,3,6,"2014-03-06",0,0,0,0,0,0,0,0,0,0,0,0,0]
[2014,3,9,"2014-03-09",0,0,0,0,0,0,0,0,0,0,0,0,0]
[2014,3,14,"2014-03-14",0,0,0,0,0,0,0,0,0,0,0,0,0]
[2014,3,15,"2014-03-15",0,0,0,0,0,0,0,0,0,0,0,0,0]
[2014,3,20,"2014-03-20",9.8698176000000011,9.3999999744,3.3138656928000003,11.800000511999999,12.522368448,4.3157508479999995,4.5000001439999995,4.9916364480000004,7.8999998976000008,9.0619248960000007,5.2714286784000004,6.0393104063999994,2.21582736]
[2014,3,24,"2014-03-24",0.39878049600000004,0,0.50210084736000005,0,0,0.30109890239999998,0.60000000480000004,0.94181814720000001,9.9999999360000008E-2,0,0.78095232000000003,0.76689650879999993,0]
[2014,3,31,"2014-03-31",0.19939024800000002,0,0,0,0,0,0,0,0.19999999872000002,0,0,0,0]
[2014,4,1,"2014-04-01",0,0,0,0,0,0,0,0,0,0,0,0,0]
[2014,4,6,"2014-04-06",3.5999999423999998,1.2033518975999999,0.80254782719999995,3.3089917824000001,10.520588448,1.2048000480000001,2.3118965567999998,2.0092307903999997,2.1047511744,1.2919002768000001,3.0640927104000002,4.8058926048000004,2.499999984]
[2014,4,12,"2014-04-12",0,0,0,0,0,0,0,0,0,0,0,0,0]
[2014,4,17,"2014-04-17",0,0,0,0,0,0,0,0,0,0,0,0,0]
[2014,4,18,"2014-04-18",0,0.50139665280000001,0,1.9051770239999999,0.90176466240000008,0,0,0,0.30067873919999999,0.19875388608,0,0,0]
[2014,4,23,"2014-04-23",0.19999999872000002,0.40111732223999996,0.50159234880000003,0.70190737920000001,0.20039215103999999,0.2007999936,0.30155172479999998,0.80369228160000006,0.10022623776,9.9376943039999999E-2,0.59305020480000004,0.40901213088000005,9.9999999360000008E-2]
[2014,4,30,"2014-04-30",7.6000002624,4.7131286399999999,2.9092357440000001,1.2032697312,1.3025490335999999,6.1243997184000003,8.2424139840000006,5.9272309440000006,6.5147060159999999,1.8881619264000002,5.6339763839999994,6.2374345919999996,0.39999998880000004]
[2014,5,4,"2014-05-04",0,0,0,0,0,0,0,0,0,0,0,0,0]
[2014,5,5,"2014-05-05",0,0,0.19999999872000002,0.30000000671999999,9.9999999360000008E-2,0,0,0.20110192703999999,9.9811319039999999E-2,9.9999999360000008E-2,0,0,0.99839865600000011]
[2014,5,10,"2014-05-10",1.4024433312,0.60000000480000004,2.0999999520000001,9.9999999360000008E-2,0.70000001280000002,2.1968527104,1.5969925440000001,2.3126720831999998,0.19962262944,0.19999999872000002,1.8898396415999998,2.6486740800000002,2.2963169951999998]
[2014,5,15,"2014-05-15",0,0,0,0,0,0,0,0,0,0,0,0,0]
[2014,5,18,"2014-05-18",0,0,0,0,0,0,0,0,0,9.9999999360000008E-2,0,0,0]
[2014,5,22,"2014-05-22",0.40069810079999996,1.3999999392,1.7999999711999999,1.7999999711999999,3.4999998911999999,3.794563584,2.8945490399999998,1.508264496,0.39924526752,0.70000001280000002,4.6748662271999999,4.2786270144000005,0.89855879040000008]
[2014,5,27,"2014-05-27",4.4076788927999999,4.6999999872,12.200000544,3.0000000672000002,2.499999984,15.078397535999999,6.0885336959999998,17.093663711999998,7.3860379199999997,5.4,6.4652402879999995,6.8254289280000009,34.943952960000004]
[2014,6,1,"2014-06-01",0,0,0.30188679263999996,0,0.10034247167999999,0.49393940832,0.30000000671999999,0.48228346944,0,0,0.19999999872000002,0.10076336063999999,0]
[2014,6,6,"2014-06-06",0,0,0,0.2009009088,0,0,0,0.28937008512000001,0,0,0,0.201526704,0]
[2014,6,8,"2014-06-08",0.30291261984000001,4.8000000384000003,0,0.30135134592000001,3.6123288768000004,0,0,0,0,2.7932693184000001,0,0.201526704,0]
[2014,6,13,"2014-06-13",0,0,0.40251574080000002,0,0,0,0,1.7362204416,0,0,0,0.10076336063999999,0]
[2014,6,18,"2014-06-18",0,0,0,0.2009009088,0,9.8787876480000009E-2,9.9999999360000008E-2,0,0,9.9759608639999997E-2,0,0,0]
[2014,6,24,"2014-06-24",3.3320388096000002,0.90000002879999996,0.10062893952,0.4018018176,2.0068493472000002,0.59272727615999998,1.1000000448,0.38582676863999998,0.59688311616,9.9759608639999997E-2,9.9999999360000008E-2,0,7.4193214463999997]
[2014,6,25,"2014-06-25",0,0,0,0,0,0,0,0,0,0,0,0,0]
[2014,6,30,"2014-06-30",0,0,0.20125787040000001,0,0,0.59272727615999998,2.0999999520000001,2.8937006784000001,0.79584418079999997,0,3.8999999232000002,1.0076336064,0.10026110016000001]
[2014,7,5,"2014-07-05",7.7117019840000003,6.6102963839999997,2.2962962592,11.360229695999999,12.055460256,1.3999999392,1.9047029471999999,1.804000032,2.9090062656,7.1882160480000001,2.1716738495999999,2.7902389248000001,2.1037837536000001]
[2014,7,10,"2014-07-10",6.910486272,10.616536512,19.668277440000001,9.7373387519999994,9.6642944639999993,7.2999999359999999,9.0222776639999989,15.434222976000001,12.739441536000001,11.581014528000001,11.549356703999999,11.449601855999999,3.0054054239999997]
[2014,7,12,"2014-07-12",0.20030394528000001,0.40062403871999996,1.9967794271999999,0,9.9631900800000006E-2,1.5999999552000002,0.50123764224,1.002222288,0.10031055552,0.29950899551999999,1.0858369247999999,0.76972109759999996,3.7066667903999999]
[2014,7,17,"2014-07-17",0,0,10.383253056000001,0,0,8.3999998080000005,0.70173267840000009,5.0111111808000004,0,0,6.9098711040000005,5.0994024767999999,0]
[2014,7,22,"2014-07-22",0,0,0,0,0,0,0,0,0,0,0,0,0]
[2014,7,27,"2014-07-27",8.8133736960000011,1.8028081439999999,0.89855075519999994,18.96752592,8.5683432960000001,2.0999999520000001,0.80198017920000009,1.3028888448,0,3.4942717440000002,0,0,0]
[2014,7,31,"2014-07-31",0,0,0,0,0,0,0,0.10022222016,0,0,0,0,0.90162167039999996]
[2014,8,3,"2014-08-03",0,0,0,0,0,0,0,0,0,0,0,0,0]
[2014,8,8,"2014-08-08",15.651741888,11.984394528000001,21.752416511999996,12.599999712000001,16.184971583999999,26.018715456000002,23.16141648,18.979809408000001,12.699999935999999,17.87602176,23.60000016,24.919951103999999,14.028915744000001]
[2014,8,13,"2014-08-13",0.29907785951999999,2.1971392128000002,0.40096615680000003,0.79999997760000008,0,0.395721936,0.62598424320000001,0.39957490944000001,1.2000000096000001,1.7169061535999999,9.9999999360000008E-2,0,9.8795185920000014E-2]
[2014,8,18,"2014-08-18",2.492315568,0,1.8043477920000002,0,9.9907231679999986E-2,1.2860962271999998,0.41732283456000002,1.5982996032000001,0.19999999872000002,0.30298342464,0.70000001280000002,1.6012820448,4.3469879039999997]
[2014,8,19,"2014-08-19",0,0,0,0,0,0.29679144767999999,0.10433070432,0.19978745472000001,0,0,0,0,0.29638554048000004]
[2014,8,20,"2014-08-20",0,0,0,0,0,0,0,0,0,0,0,0,4.9397589503999999]
[2014,8,21,"2014-08-21",0,0,0,0,0,0,0,0,0,0,0,0,0]
[2014,8,22,"2014-08-22",0.19938524544000003,0.39947981759999995,0,0,0,0.49465240704000002,0.7303149216,1.8979808544000001,0.60000000480000004,0.60596683200000001,9.9999999360000008E-2,0,0]
[2014,8,23,"2014-08-23",0,0,0.50120773919999995,0,0,9.8930479680000002E-2,0,0,0,0.10099447200000002,0,0,1.4819276160000001]
[2014,8,24,"2014-08-24",1.3956967008000001,0.99869958720000007,1.2028985568000001,0.49999999680000001,0.59944342464,2.0775400992000002,2.5039369728,3.1965992927999998,0.79999997760000008,0.90895029120000004,3.3000000479999998,3.4027242912000002,0]
[2014,8,25,"2014-08-25",36.58719456,25.966189440000001,18.644927328000001,41.800000319999995,36.965676672000001,19.291443839999999,24.309054719999999,26.771520383999999,20.399999904000001,27.571491072000001,24.699999168000002,32.626120895999996,18.771085152000001]
[2014,8,26,"2014-08-26",2.5920082943999998,5.7924573119999998,6.1147344960000005,3.7000000800000001,9.790908825599999,6.2326203840000005,4.5905510592000001,1.398512304,8.3000004480000005,2.9288399040000002,1.5999999552000002,2.3018429663999997,0]
[2014,8,27,"2014-08-27",2.7913934880000002,0.39947981759999995,0.30072463488000001,2.7999998784,2.8973096927999999,0.59358290400000002,1.0433071296,1.5982996032000001,0.70000001280000002,0,0.60000000480000004,1.3010416992,1.3831324992]
[2014,8,28,"2014-08-28",0,0,0,0,0,0,0.10433070432,0.19978745472000001,0,0.10099447200000002,9.9999999360000008E-2,0.30024038015999999,1.4819276160000001]
[2014,8,29,"2014-08-29",0.49846311359999995,0.69908970240000001,0.20048307840000001,0.39999998880000004,1.0989795743999999,0.89037437760000004,1.8779528160000001,1.4984059967999999,1.1000000448,1.211933664,3.7000000800000001,2.7021634559999996,2.3710843584000001]
[2014,8,30,"2014-08-30",0,0,0,0,0,0,0,9.9893727360000004E-2,0,0,9.9999999360000008E-2,0.10008012672,0.19759037184000003]
[2014,8,31,"2014-08-31",0,0,0,0,0,0,0,0.19978745472000001,0,0.10099447200000002,0,0,0]
[2014,9,1,"2014-09-01",0.59076921023999995,0,2.7999998784,0.19999999872000002,0.61188119712,1.9000001088,1.1224490112000001,1.3128713279999999,1.0734939936000001,0,0.39999998880000004,1.0828124928,4.5703225728000003]
[2014,9,2,"2014-09-02",0.19692308736,0,0,0,0,9.9999999360000008E-2,0,0,0,0,0,0,0]
[2014,9,3,"2014-09-03",0,0,0,0,0,0,0,0,0,0,0,0,0]
[2014,9,4,"2014-09-04",0,0,0,0,0,0,0,0,0,0,0,0,0]
[2014,9,5,"2014-09-05",0,0,0,0,0,0,0,0,0,0,0,0,0]
[2014,9,6,"2014-09-06",0,0,0,0,0,0,0,0,0,0,0,0,0]
[2014,9,7,"2014-09-07",0,0,0,0,0,0,0,0,0,0,0,0,0]
[2014,9,8,"2014-09-08",0,0,0,0,0,0,0,0,0,0,0,0,0]
[2014,9,9,"2014-09-09",0,0,0,0,0,0,0,0,0,0,0,0,0]
[2014,9,10,"2014-09-10",0,0,0,0,0,0,0,0,0,0,0,0,0]
[2014,9,11,"2014-09-11",0.19692308736,0,0,0,0,0,0,0,0,0,0,0,0]
[2014,9,12,"2014-09-12",0,0,0,0,0,0,0,0,0,0,0,0,0]
[2014,9,13,"2014-09-13",0,0,0,0,0,0,0,0,0,0,0,0,0]
[2014,9,14,"2014-09-14",0,0,0,0,0,0,0,0,9.759036384E-2,0,0,0,4.0735483199999996]
[2014,9,15,"2014-09-15",0,0,0,0,0,0,0,0,9.759036384E-2,0,0,0,9.9354841920000006E-2]
[2014,9,16,"2014-09-16",0,0,0,0,0,0,0,0,0,0,0,0,0]
[2014,9,17,"2014-09-17",0,0,0,0,0,0,0,0,0,0,0,0,0]
[2014,9,18,"2014-09-18",0.88615382399999998,7.7212120320000004,12.299999904,3.9999999744000001,5.0990098752000002,12.100000319999999,6.4285716959999997,4.544554464,5.1722893440000002,1.9999999872000001,3.5999999423999998,0.78749997119999993,0]
[2014,9,19,"2014-09-19",9.8461543679999999E-2,0,0.19999999872000002,0,0.10198020096,0.19999999872000002,0,0,0.19518071904000001,9.9999999360000008E-2,0,9.8437498560000003E-2,9.9354841920000006E-2]
[2014,9,20,"2014-09-20",0.19692308736,0.59393938175999994,9.9999999360000008E-2,1.3999999392,0.61188119712,0.30000000671999999,0.10204081919999999,0.60594060096000002,0,0.39999998880000004,0,0,0.29806450847999999]
[2014,9,21,"2014-09-21",0.19692308736,0,9.9999999360000008E-2,0,0,0,0,0,0,0,0,0,0]
[2014,9,22,"2014-09-22",0,0,0,0,0,0,0,0,0,0,0,0,0]
[2014,9,23,"2014-09-23",2.3630768928000001,1.4848484544,1.7000000927999999,0.49999999680000001,1.4277228479999999,1.2000000096000001,1.8367347456000001,2.4237624383999998,1.2686747039999999,1.1000000448,3.3000000479999998,2.559374928,2.4838710048000001]
[2014,9,24,"2014-09-24",0.98461535040000003,0,9.9999999360000008E-2,9.9999999360000008E-2,2.3455445184000001,0,0,0.70693067519999997,0,9.9999999360000008E-2,0.99999999360000003,1.2796875072,2.4838710048000001]
[2014,9,25,"2014-09-25",0,0,0,0,0,0,0,0,0,0,0,0,0]
[2014,9,26,"2014-09-26",0,0,0,0,0,0,0,0,0,0,0,0,0]
[2014,9,27,"2014-09-27",0,0,0,0.19999999872000002,0,0,0,0,0,0,0,9.8437498560000003E-2,0]
[2014,9,28,"2014-09-28",0,0,0,0,0,0,0,0,9.759036384E-2,0,9.9999999360000008E-2,0,0]
[2014,9,29,"2014-09-29",0,0,0.90000002879999996,0,0,0.49999999680000001,0.51020409599999994,0.60594060096000002,9.759036384E-2,9.9999999360000008E-2,0,0.19687499712000001,1.2916128672]
[2014,9,30,"2014-09-30",0.68923077120000009,0,0.30000000671999999,0,0.10198020096,0,0,0,0,0,9.9999999360000008E-2,0.19687499712000001,0]
[2014,10,1,"2014-10-01",0,0,0.20019860640000001,0,0,0.29975942591999999,0,0.20211959807999999,0,0,0.20389972319999999,9.4204019520000001E-2,0]
[2014,10,2,"2014-10-02",0,0,0,0,0,0,0,0,0,0.10099889567999999,0,9.4204019520000001E-2,0]
[2014,10,3,"2014-10-03",0,0,0,0.19978213248000001,0,0,0,0,0,0.10099889567999999,0,0,0.10038118752]
[2014,10,4,"2014-10-04",5.5999995839999999,4.2061312800000001,6.0059586239999998,5.6937907584000005,3.7862068031999998,9.3924619199999988,7.9910613503999999,6.4678271040000004,9.3909443039999996,5.6559375359999997,7.1364900096000001,6.6884852735999996,6.7255401599999995]
[2014,10,5,"2014-10-05",0,0,0,0,0,9.9919802880000005E-2,0,0.10105979904,0,0,0,9.4204019520000001E-2,0]
[2014,10,6,"2014-10-06",13.5,6.4093433759999998,8.5084413120000004,15.083550431999999,18.825861887999999,9.6922215359999999,8.4905029439999993,15.260031072,4.4956646783999998,8.2819091520000008,10.09303632,11.116074528,6.8259210624]
[2014,10,7,"2014-10-07",3.4999998911999999,3.5051095008000002,6.806752704,2.8968410592000002,6.3103449600000001,13.788933696000001,6.3928491840000001,20.009840831999998,2.6973988416000001,2.3229745056,14.680779552000001,12.905949888,0.40152476735999998]
[2014,10,8,"2014-10-08",5.4999997056000005,3.3048176256000001,6.7066539840000008,2.7969500448,2.9448275328000002,10.591499519999999,3.5959775039999999,9.3985617599999998,3.2968206144000001,4.4439511679999999,9.6852365280000008,9.7972179264000001,4.4167724927999998]
[2014,10,9,"2014-10-09",2.2000000032,2.0029197024000003,8.9088379199999999,0.899019648,1.0517241743999999,3.9967922879999995,0.29966480064000001,3.1328539776,1.1988439775999999,0.20199778271999999,1.5292480320000001,2.0724884640000001,2.7102922272000001]
[2014,10,10,"2014-10-10",22.699999872000003,12.418101792,6.0059586239999998,8.0911764000000002,12.725862912000002,9.4923817919999998,16.681340448,10.813399775999999,30.470618880000004,23.128746912,8.7676879680000006,18.463987583999998,0]
[2014,10,11,"2014-10-11",0.70000001280000002,0.40058395775999994,1.0009929888,2.3973857280000002,2.4189655104000001,1.6986367008000001,1.9977653376,2.4254352288000001,0.39961463616000004,3.837957984,2.5487464320000002,3.2029366464000004,7.5285896256000004]
[2014,10,12,"2014-10-12",27.300000671999999,20.630073599999999,30.029790527999999,22.075925760000001,21.770690112,41.766480575999999,26.470390463999998,42.748292159999998,24.975915840000003,20.704772448,35.988300863999996,34.101855359999995,16.462516032]
[2014,10,13,"2014-10-13",2.0999999520000001,2.6037955872,6.806752704,0.59934643200000004,1.1568966048,3.0975138720000004,0.99888266879999998,3.2339136383999998,2.3976878687999998,1.9189789056000002,1.937047392,1.3188562559999999,15.960610656]
[2014,10,14,"2014-10-14",0.99999999360000003,0.70102190880000004,5.8057594560000005,0,0.31551724800000003,6.1950277440000008,2.5970949216000001,1.1116578671999999,6.1940272319999998,0.70699219199999996,1.0194985728000001,0.56522413439999997,0.10038118752]
[2014,10,15,"2014-10-15",5.9000002559999993,4.7068611840000001,3.2031777024000001,6.8924836223999995,10.201724064,3.1974338304000001,5.6936312639999995,4.6487507904000003,6.7934488320000002,8.0799111359999998,6.5247911423999998,7.9131375360000007,10.238881248]
[2014,10,16,"2014-10-16",1.5999999552000002,0.20029197887999997,1.1010923135999999,1.6981481088000001,2.2086207360000003,0.99919811520000001,0.6992178336,1.7180166528,0.69932557439999998,0.40399556543999998,0.50974928640000006,1.2246522624,0.10038118752]
[2014,10,17,"2014-10-17",0,0,0.20019860640000001,0,0.10517241311999999,9.9919802880000005E-2,0,0.40423920479999997,0,0,0.20389972319999999,0.47102008032000003,0.80304955199999994]
[2014,10,18,"2014-10-18",1.7000000927999999,0.90131382720000008,2.5024826880000002,0.79912854720000004,1.3672413792,1.7985564864000001,0.79910616960000003,2.2233157343999999,0.59942197151999999,1.3129855488,0.81559889279999997,1.0362442752000001,0.50190598080000004]
[2014,10,19,"2014-10-19",0,0,0,0.19978213248000001,0,0,0,0,0,0,0.10194985728,0,0]
[2014,10,20,"2014-10-20",1.5000000767999999,0.70102190880000004,0.70069510079999997,1.6981481088000001,1.2620689920000001,1.0991179008,1.7979888383999998,2.6275548959999999,1.3986512352,1.7169811488,2.8545959519999999,3.2971406399999998,2.4091486560000002]
[2014,10,21,"2014-10-21",0.39999998880000004,0.20029197887999997,0.60059584511999997,2.2974944544000002,0.73620688320000005,0.89927824320000005,0.49944133439999999,1.0105980768,2.097976896,0.50499443519999998,1.1214484128,0.56522413439999997,1.5057178560000002]
[2014,10,22,"2014-10-22",0,0,0,0,0,0,0,0,0,0,0,0,0]
[2014,10,23,"2014-10-23",4.1999999040000002,3.1045254047999999,0.50049651168000009,6.8924836223999995,4.9431033215999998,0.89927824320000005,2.1975418368000001,1.5158969856,1.9980731808000001,2.2219755839999999,1.5292480320000001,1.7898763103999999,0.10038118752]
[2014,10,24,"2014-10-24",3.0999998592,0.60087588479999998,0.10009930752,6.3930280319999992,5.2586207423999998,0.39967922880000001,0.39955308480000001,0.10105979904,0.89913291839999998,1.3129855488,0.30584958047999999,0.65942812799999995,1.2045743711999999]
[2014,10,25,"2014-10-25",0,0,0.10009930752,0,0,0,0,0,0,0,0,0,0]
[2014,10,26,"2014-10-26",0,0,0,0,0,0,0,0,0,0,0,0,0]
[2014,10,27,"2014-10-27",0.19999999872000002,0,0,0.19978213248000001,0.10517241311999999,9.9919802880000005E-2,9.9888266880000007E-2,0,9.9903654720000012E-2,0.20199778271999999,0,0,0]
[2014,10,28,"2014-10-28",1.2000000096000001,0.70102190880000004,1.0009929888,1.49836608,2.8396552320000001,0.89927824320000005,0.49944133439999999,1.0105980768,0.79922928960000006,1.6159822272,0.50974928640000006,1.2246522624,0.40152476735999998]
[2014,10,29,"2014-10-29",2.2000000032,1.3018978368,3.9038729760000002,2.3973857280000002,3.2603449536000002,4.0967119872,1.1986591680000001,3.3349734719999997,2.7973023840000004,2.2219755839999999,1.7331476256,3.2029366464000004,0.40152476735999998]
[2014,10,30,"2014-10-30",0,0,0.10009930752,0,0.10517241311999999,0,0,0,0,0,0,0,0]
[2014,10,31,"2014-10-31",0,0,0,0,0,0,0,0,0,0,0,0,0.10038118752]
[2014,11,1,"2014-11-01",0.19999999872000002,0.19962510912,0.10009969632,0,0,0.50219875583999996,0.99999999360000003,1.0022010336,9.9865681919999991E-2,0,1.185104736,0.95850907199999991,0]
[2014,11,2,"2014-11-02",14.800000320000001,13.774133376,9.8097704639999996,17.447947775999999,15.961227552,16.572559391999999,16.2,21.847982688000002,20.871927072000002,9.2011956480000006,23.504577408000003,26.454853151999998,2.6216215487999999]
[2014,11,3,"2014-11-03",11.800000511999999,7.6855668479999997,8.6085745920000001,15.366090527999999,14.165590176,8.7382583999999994,7.0999998336000001,8.9195895360000002,6.9905980799999998,10.153043712000001,10.567183968,10.256048064,1.3593592799999998]
[2014,11,4,"2014-11-04",4.100000112,11.278818432,12.912861024,12.6894168,5.1873989759999999,11.148813216000001,3.4999998911999999,8.2180483199999994,4.4939556863999996,6.8744566079999991,6.0242823359999997,6.2303097024000005,1.2622622688]
[2014,11,5,"2014-11-05",10.200000038399999,2.6949389471999998,0.10009969632,2.4784017120000001,3.0924878976000003,0.10043974943999999,0,1.2026412576000001,10.585762559999999,2.961304272,9.8758725120000002E-2,0.19170183167999999,10.292292]
[2014,11,6,"2014-11-06",18.099999936,10.979381088,4.6045860479999998,12.986824608000001,14.863893119999998,6.5285835839999997,7.6000002624,11.42509104,10.985225183999999,5.6053261440000002,9.2833205759999995,10.351898927999999,3.1071069504]
[2014,11,7,"2014-11-07",4.5999999360000006,3.2938144991999998,0.50049852480000001,10.508423327999999,7.2823099680000007,1.7074758528,1.3000000176000002,1.6035216191999999,1.3981195296,4.0189130208000003,2.2714508160000002,2.5879747104000002,0.48548548799999997]
[2014,11,8,"2014-11-08",27.300000671999999,9.2825680320000004,13.012961471999999,3.1723539839999999,2.8929724128000003,11.148813216000001,12.000000096000001,16.536316320000001,29.859838272000001,5.1822827135999994,12.246082848,13.994233919999999,8.1561561119999997]
[2014,11,9,"2014-11-09",5.2000000704000007,4.9906278143999998,0.30029909760000001,17.745356447999999,19.153473408,1.8079155072000002,7.4000001600000003,3.1068230399999996,2.2969106496,6.7686956639999991,5.6292477119999997,7.6680725759999993,1.1651651712]
[2014,11,10,"2014-11-10",0.30000000671999999,0,0,4.2628508927999995,4.3893377280000001,0,0,0,9.9865681919999991E-2,0.84608694719999999,0.29627617536,0.38340366335999998,9.7097088960000008E-2]
[2014,11,11,"2014-11-11",0.99999999360000003,0,0.40039876800000002,0,9.975767328E-2,1.2052770624,1.7999999711999999,3.5077034880000002,1.1983881744,0,2.2714508160000002,3.0672293759999998,0]
[2014,11,12,"2014-11-12",0.70000001280000002,0.19962510912,0.60059819520000002,9.9136068479999992E-2,0,1.5065963711999999,1.9999999872000001,2.0044020672,0.29959704576000001,0,1.3826222208000001,1.5336146879999999,0.19419418656000001]
[2014,11,13,"2014-11-13",2.2000000032,1.3973757984000001,2.6025922080000004,2.5775378496000001,1.097334432,3.6158311007999999,3.9999999744000001,7.9173884160000005,1.3981195296,1.0576086624000001,6.419317392,7.0929678239999996,0]
[2014,11,14,"2014-11-14",5.5999995839999999,1.3973757984000001,1.6015950720000001,3.7671704639999999,1.6958803679999999,2.2096744704,4.5999999360000006,3.1068230399999996,7.1903289599999995,1.4806521791999998,3.357796896,3.8340362879999996,2.6216215487999999]
[2014,11,15,"2014-11-15",3.7000000800000001,4.391752608,0.80079753600000003,4.6593952704000001,2.7932149728,4.6202287680000005,7.1999997120000003,0.40088040479999998,12.982538304,3.9131519039999998,1.4813808768000001,1.2460618368,0.19419418656000001]
[2014,11,16,"2014-11-16",2.6000000352000003,4.391752608,7.8077770559999999,4.0645788767999997,2.2944265632,7.8343009920000002,4.2999999551999997,7.4162874240000001,4.394089728,6.4514128319999999,5.6292477119999997,4.9842475199999994,16.118118720000002]
[2014,11,17,"2014-11-17",2.2999999680000003,0.19962510912,2.5024925375999998,0.39654426527999997,3.1922455968000003,1.2052770624,1.2000000096000001,2.1046221792000002,1.3981195296,0,1.9751745887999999,2.8755276480000003,4.2722723808000005]
[2014,11,18,"2014-11-18",3.1999999104000003,2.8945641599999998,0.60059819520000002,5.0559393887999997,4.3893377280000001,1.3057168031999999,0.60000000480000004,0.30066031007999999,1.6977166271999999,5.2880433983999993,0.88882850880000008,1.8211673663999999,9.7097088960000008E-2]
[2014,11,19,"2014-11-19",0.19999999872000002,0,0,0,0,0,0,0.10022010335999999,9.9865681919999991E-2,0,0,0,9.7097088960000008E-2]
[2014,11,20,"2014-11-20",0,0,0,0,0,0,0,0,0,0,0,0,0.19419418656000001]
[2014,11,21,"2014-11-21",0,0,0.80079753600000003,0,0,0.40175901503999994,0,0.20044020671999999,0,0,9.8758725120000002E-2,0,1.456456464]
[2014,11,22,"2014-11-22",0,0,10.009970063999999,0,0,6.7294635840000003,3.0999998592,8.7191493120000008,0.29959704576000001,0,5.8267650240000002,5.1759495071999995,9.9039036095999986]
[2014,11,23,"2014-11-23",13.299999551999999,15.870196512,18.11804544,11.004102720000001,9.1777060800000001,19.585751616,17.699999040000002,19.041819552,18.774748512000002,16.498696032000002,17.974089215999999,17.828270207999999,19.904904576]
[2014,11,24,"2014-11-24",0,0,0,9.9136068479999992E-2,0,0.10043974943999999,9.9999999360000008E-2,0.20044020671999999,9.9865681919999991E-2,0.10576086624,9.8758725120000002E-2,0.19170183167999999,9.7097088960000008E-2]
[2014,11,25,"2014-11-25",5.3000002080000002,8.6836924799999995,3.1030909056000002,6.5429804159999998,7.1825526144000005,4.4193490272,3.9999999744000001,4.6101248064,8.4885831360000008,7.1917390079999999,4.5429016320000004,3.4506328320000001,5.3403399359999995]
[2014,11,26,"2014-11-26",1.5000000767999999,1.7966260511999999,1.5014955744,2.7758099520000004,2.5936994879999999,1.0043974944,1.2000000096000001,3.0066030144,2.197044864,3.5958695039999999,3.9503491775999997,3.8340362879999996,7.6706706239999995]
[2014,11,27,"2014-11-27",2.2000000032,0.89831302559999993,0,0,1.7956381536000001,0,9.9999999360000008E-2,0,0.49932840959999997,0,0.19751745024,9.5850915839999995E-2,0]
[2014,11,28,"2014-11-28",0,0,0,0,0,0,0,0,0,0,0,9.5850915839999995E-2,0]
[2014,11,29,"2014-11-29",0,0.19962510912,0,0,9.975767328E-2,0.10043974943999999,9.9999999360000008E-2,0.10022010335999999,0,0.10576086624,9.8758725120000002E-2,9.5850915839999995E-2,9.7097088960000008E-2]
[2014,11,30,"2014-11-30",0,0,0,0,9.975767328E-2,0.10043974943999999,9.9999999360000008E-2,0,0,0,0,0,0.19419418656000001]
[2014,12,1,"2014-12-01",0,0,0,0,0,0,0,9.9839485439999986E-2,0,0,0,0,0]
[2014,12,2,"2014-12-02",17.274217247999999,24.441780672,0.70709457599999992,4.5999999360000006,12.99692304,1.8952019712000001,4.1999999040000002,5.391332352,9.3820270464000011,13.361111136,3.7844899488000001,3.0104349407999997,2.8905996095999997]
[2014,12,3,"2014-12-03",2.7958271040000002,2.6044520543999998,0.50506756415999998,2.0999999520000001,1.2184615295999999,0.49873737311999999,0.30000000671999999,0.39935795039999999,4.8906308736000002,1.7472222719999999,0.29877550271999997,0.30104346815999999,0.49837923647999999]
[2014,12,4,"2014-12-04",9.9850967999999998E-2,0.20034247104,0.60608105280000002,0.19999999872000002,0,1.1969697023999999,1.5999999552000002,0.69887646719999996,0.19961758368000002,0.20555554464,0.79673466240000002,0.80278257600000003,2.1928687199999999]
[2014,12,5,"2014-12-05",0,0,0,0,0,9.974746944E-2,9.9999999360000008E-2,0.19967897952000002,9.9808796160000005E-2,0,0,0,0.89708273280000006]
[2014,12,6,"2014-12-06",0,0,0,9.9999999360000008E-2,0,9.974746944E-2,9.9999999360000008E-2,0.29951846496000001,0,0,9.9591828480000005E-2,0.10034781984,0.89708273280000006]
[2014,12,7,"2014-12-07",0.39940387199999999,0.20034247104,0.30304053504,0.19999999872000002,0,9.974746944E-2,0.19999999872000002,0.49919742720000004,9.9808796160000005E-2,0.30833332992000001,0.39836733120000001,0.20069564832,0.29902754879999999]
[2014,12,8,"2014-12-08",0,0,0,0,0,0,0,0,0,0,0,0,0]
[2014,12,9,"2014-12-09",1.7973174240000001,1.7029109952000001,1.2121621056,1.5000000767999999,1.9292306976,1.7954545536000002,2.2999999680000003,3.1948636032,1.8963671616,1.0277777663999998,2.6889796800000001,3.2111303040000001,2.5915721472]
[2014,12,10,"2014-12-10",0,0,0,0,0,0,0,0,9.9808796160000005E-2,0,0,0,1.4951378304]
[2014,12,11,"2014-12-11",9.3859914240000002,8.2140410880000001,9.0912162240000001,10.600000416,12.692308608000001,11.271464928,10.600000416,15.175601856,8.783173785599999,8.1194443199999995,16.034286527999999,18.664695647999999,5.3824957056000002]
[2014,12,12,"2014-12-12",0.59910580800000002,0,0,0.49999999680000001,1.1169230400000001,0.19949493888,9.9999999360000008E-2,0.99839485440000009,0.19961758368000002,0,0.39836733120000001,1.404869616,9.9675852480000007E-2]
[2014,12,13,"2014-12-13",0,0,0,0,0,0,0,0,0,0,0,0,9.9675852480000007E-2]
[2014,12,14,"2014-12-14",5.6915049600000005,2.3039384255999997,0.70709457599999992,4.5999999360000006,5.2799999040000003,1.8952019712000001,2.499999984,3.6940609440000003,4.4913959999999999,2.0555555327999997,3.4857142560000001,4.9170436128000006,3.6880064639999999]
[2014,12,15,"2014-12-15",0,0,0,0,0,0,0,9.9839485439999986E-2,9.9808796160000005E-2,0,9.9591828480000005E-2,0,9.9675852480000007E-2]
[2014,12,16,"2014-12-16",9.1862890559999997,6.0102743039999993,5.5557433440000006,13.800000671999999,12.28615344,5.7853535040000006,7.1999997120000003,9.6844299839999994,6.5873805119999993,8.941666463999999,7.5689798976000002,8.2285217280000005,7.0769851199999998]
[2014,12,17,"2014-12-17",0.69895673280000004,0.60102740448000003,0.30304053504,0.39999998880000004,0.71076925440000005,0.39898987776,9.9999999360000008E-2,0.19967897952000002,9.9808796160000005E-2,0,9.9591828480000005E-2,0,0]
[2014,12,18,"2014-12-18",1.6974664992000001,2.0034247104,1.1111486688000001,2.9000000160000003,2.2338460800000002,2.1944443968000003,3.4000000992000001,3.1948636032,2.4952199040000003,1.952777808,1.9918367423999999,2.8097392320000001,3.5883307583999997]
[2014,12,19,"2014-12-19",9.9850967999999998E-2,0,0,0.19999999872000002,0.30461538239999997,9.974746944E-2,9.9999999360000008E-2,0,0.19961758368000002,0,0,0,0]
[2014,12,20,"2014-12-20",0,0,0,0,0,0,9.9999999360000008E-2,0,0,0,0,0,0]
[2014,12,21,"2014-12-21",0,0,0,0,0,0,0,9.9839485439999986E-2,0,0,0,0.10034781984,9.9675852480000007E-2]
[2014,12,22,"2014-12-22",0,0,0,0,0,0,0,0,0,0,0,0,0]
[2014,12,23,"2014-12-23",0.79880774399999999,0,1.0101351456000001,1.9999999872000001,1.7261538048,0.89772727680000008,0.49999999680000001,0.59903692992000002,0.29942638847999997,0,0.39836733120000001,0.90313047359999998,1.8938410848000002]
[2014,12,24,"2014-12-24",0.29955290400000001,1.2020547744000001,0,1.1000000448,0.71076925440000005,0.29924242559999997,0.60000000480000004,0.29951846496000001,1.7965583136000001,1.8499999967999998,0,0.10034781984,9.9675852480000007E-2]
[2014,12,25,"2014-12-25",0,0,0.10101351456,0,0,9.974746944E-2,0,0,0,0,0,0,0.99675848160000002]
[2014,12,26,"2014-12-26",15.077495519999999,8.0136984959999999,8.2831079519999999,13.100000831999999,11.47384656,9.9747469439999996,9.8999997120000014,16.273836576000001,10.380115008000001,9.2500004159999989,10.556734752000001,12.643826111999999,25.317665855999998]
[2014,12,27,"2014-12-27",0.69895673280000004,0.80136984960000002,0,6.1000002719999999,0.91384614720000001,9.974746944E-2,0,0.19967897952000002,0,2.6722223999999999,9.9591828480000005E-2,0.10034781984,9.9675852480000007E-2]
[2014,12,28,"2014-12-28",0,0,0,0,0.10153846368,0,0,0,0,0,0,0,0.19935170496000001]
[2014,12,29,"2014-12-29",0.199701936,0,0.10101351456,0,0.10153846368,0.19949493888,0.19999999872000002,9.9839485439999986E-2,0,0,0,0.10034781984,0.697730976]
[2014,12,30,"2014-12-30",0.199701936,0.20034247104,0.20202703776,0.19999999872000002,0.10153846368,0.19949493888,9.9999999360000008E-2,0.29951846496000001,9.9808796160000005E-2,0.10277777664,0,0,9.9675852480000007E-2]
[2014,12,31,"2014-12-31",0,0,0.10101351456,0,0.10153846368,0.19949493888,0.19999999872000002,0.49919742720000004,0,0.20555554464,0,0.10034781984,0.19935170496000001]
[2015,1,1,"2015-01-01",0.20020181183999999,0.10104046272,0.69767438400000004,0.40110906240000005,0.62473682592000002,0.39999998880000004,0.90000002879999996,1.9913884992000002,0.30044775744000002,0.1011464928,0.30886698816000002,0.80489799360000003,1.3000000176000002]
[2015,1,2,"2015-01-02",10.110191472,10.407167366400001,10.166113008,11.030498784000001,10.099912550400001,10.899999360000001,9.3000000959999998,9.8573734079999991,11.016418176,11.935286496000002,9.2660094720000004,9.2563266239999997,1.1000000448]
[2015,1,3,"2015-01-03",3.5035319232000002,3.2332947551999998,2.9900332224000001,3.9108130560000003,3.4360528320000001,3.3000000479999998,2.7999998784,3.5844995231999999,2.5037312543999999,3.6412738272,3.6034485119999995,3.3202039967999997,1.7000000927999999]
[2015,1,4,"2015-01-04",0.20020181183999999,0.10104046272,9.9667774079999993E-2,0.20055453120000002,0.2082456,0,9.9999999360000008E-2,9.956942496E-2,0.10014925535999999,0,0,0,0.19999999872000002]
[2015,1,5,"2015-01-05",0,0,0,0,0,0,0,0,0.10014925535999999,0,0,0,0]
[2015,1,6,"2015-01-06",0.50050452095999998,0.70728327359999998,0.89700989759999994,1.2033271872,0.83298240000000001,0.70000001280000002,0.49999999680000001,0.89612490239999998,0.30044775744000002,0.80917194240000001,0.51477832800000001,0.80489799360000003,1.1000000448]
[2015,1,7,"2015-01-07",8.7087787199999998,7.3759541760000005,4.2857143199999994,6.6182991840000005,7.1844736319999996,6.6000000959999996,7.1999997120000003,8.3638319039999995,7.0104476160000004,4.9561784927999994,9.4719210623999999,11.771633664000001,0.19999999872000002]
[2015,1,8,"2015-01-08",12.913017408,12.427976448000001,8.5714286399999988,15.442697952,15.514297632,9.5000000256000003,9.3000000959999998,9.8573734079999991,10.215224063999999,13.958216352000001,8.0305421759999991,10.061224703999999,1.1000000448]
[2015,1,9,"2015-01-09",0,0,0,0.20055453120000002,0.41649120000000001,0,0,9.956942496E-2,0,0.1011464928,0,0.10061224703999999,0]
[2015,1,10,"2015-01-10",0.50050452095999998,1.1114451072,0.59800666176000006,0.70194081600000002,1.0412279999999998,0.60000000480000004,0.79999997760000008,0.79655538240000001,0.90134328959999999,0.80917194240000001,0.20591133120000002,0.30183674111999997,1.9000001088]
[2015,1,11,"2015-01-11",0,0,9.9667774079999993E-2,0,0.1041228,0,9.9999999360000008E-2,0.19913884992,0.10014925535999999,0,0.10295566560000001,0.20122449407999998,0]
[2015,1,12,"2015-01-12",12.012109056,8.083236672,6.5780729856000004,16.345194335999999,17.492631264,9.000000287999999,9.3000000959999998,17.822928095999998,6.1091042399999997,6.5745224639999993,13.796059104000001,18.009591839999999,12.799999295999999]
[2015,1,13,"2015-01-13",2.9029262975999996,1.7176879007999999,1.1960133408,6.5180220479999997,5.9350000319999996,0.79999997760000008,0.99999999360000003,0.99569424960000008,0.70104476160000007,1.4160508992,1.4413792320000001,1.9116326591999999,2.2000000032]
[2015,1,14,"2015-01-14",24.224420735999999,20.814334559999999,9.2691025919999994,14.640480864000001,18.950351328,13.200000191999999,14.800000320000001,17.623789056,13.019403455999999,14.96968128,17.296551648000001,19.5187752,3.0999998592]
[2015,1,15,"2015-01-15",1.4014126656000001,2.323930608,2.3920265951999999,2.9080406592000001,2.8113157727999996,0.30000000671999999,1.2000000096000001,0.59741655840000008,1.4020895232000001,2.3263694207999999,1.5443349408,2.4146938944,0]
[2015,1,16,"2015-01-16",2.1021190848,1.1114451072,9.9667774079999993E-2,2.5069316831999999,3.6442981728000001,0.60000000480000004,1.5999999552000002,0.89612490239999998,0.70104476160000007,1.8206368704,1.9561576895999999,2.0122448544,0]
[2015,1,17,"2015-01-17",2.7027246239999996,0.80832366720000004,0.59800666176000006,3.9108130560000003,4.0607894591999996,0.60000000480000004,1.2000000096000001,0.79655538240000001,0.70104476160000007,1.3149044063999999,1.5443349408,1.7104081824000001,0.60000000480000004]
[2015,1,18,"2015-01-18",0,0.20208091680000001,0,0.90249539039999993,0.41649120000000001,9.9999999360000008E-2,0.19999999872000002,0.29870828352000001,0.20029850208,0.40458597120000001,0.10295566560000001,0.40244898815999997,0.39999998880000004]
[2015,1,19,"2015-01-19",0,0,9.9667774079999993E-2,1.1030499648000001,0.1041228,0,0.19999999872000002,0.19913884992,0,0,0,0.10061224703999999,9.9999999360000008E-2]
[2015,1,20,"2015-01-20",1.0010090592000001,1.5156068544000001,0.19933553951999999,2.3063770656,6.7679824320000002,0.60000000480000004,0.99999999360000003,0.39827770847999999,0.20029850208,1.2137579135999998,0.51477832800000001,1.0061224272,0]
[2015,1,21,"2015-01-21",0.3003027264,0,0.19933553951999999,0,0,0.19999999872000002,0,0.19913884992,0,0,0.10295566560000001,0.30183674111999997,0.79999997760000008]
[2015,1,22,"2015-01-22",0,0,0,0,0,0,0,0,0,0,0,0.10061224703999999,0]
[2015,1,23,"2015-01-23",7.2072650880000007,6.0624275040000004,3.9867111359999998,7.3202404320000003,7.0803512639999999,5.1000000191999995,5.2000000704000007,6.9698603520000004,4.2062686559999998,4.6527389279999998,4.9418717760000002,5.3324490240000006,4.1999999040000002]
[2015,1,24,"2015-01-24",0,0,9.9667774079999993E-2,0,0.1041228,9.9999999360000008E-2,0,0,0,0,0,0,0]
[2015,1,25,"2015-01-25",0.4004036064,0.6062427936,9.9667774079999993E-2,0.70194081600000002,0.72885959999999994,9.9999999360000008E-2,9.9999999360000008E-2,9.956942496E-2,0.30044775744000002,0.70802544960000002,0,0.10061224703999999,0.99999999360000003]
[2015,1,26,"2015-01-26",0,0,0.19933553951999999,0,0.1041228,9.9999999360000008E-2,9.9999999360000008E-2,0,0,0,0,0,0]
[2015,1,27,"2015-01-27",0.20020181183999999,0.20208091680000001,9.9667774079999993E-2,0.20055453120000002,0.31236840863999998,0,9.9999999360000008E-2,0.29870828352000001,0.10014925535999999,0.2022929856,0,0.40244898815999997,0]
[2015,1,28,"2015-01-28",2.1021190848,1.5156068544000001,1.096345584,2.2060999296000001,2.7071930591999998,0.79999997760000008,1.9999999872000001,2.0909580191999999,1.5022387872,1.7194904639999999,2.4709358880000001,2.7165305663999999,2.499999984]
[2015,1,29,"2015-01-29",2.3023209312000001,3.2332947551999998,2.8903653792000004,1.9052680895999998,2.8113157727999996,3.3000000479999998,2.2000000032,2.1905274528000001,2.9043284832,2.7309553919999998,2.1620689343999997,1.7104081824000001,1.3999999392]
[2015,1,30,"2015-01-30",0.4004036064,0.40416183360000002,0.39867107903999999,0.3008317968,0.2082456,0.39999998880000004,9.9999999360000008E-2,0.99569424960000008,0.10014925535999999,0.50573246400000005,0.41182266240000004,0.60367348223999995,9.9999999360000008E-2]
[2015,1,31,"2015-01-31",3.3033299039999999,3.3343352352000002,2.0930232383999998,5.0138633663999999,4.9978945727999999,2.0999999520000001,2.9000000160000003,4.281485472,2.4035819904000002,2.5286624928000001,3.8093595840000001,3.6220409280000001,9.8999997120000014]
[2015,2,1,"2015-02-01",0,0,0,0,0,0,0,0.19906542719999998,9.9778271039999991E-2,0,0,0,3.0835105920000001]
[2015,2,2,"2015-02-02",0,0,1.0046511648000001,0,0,0.79999997760000008,0.19914163200000001,0.29859813215999997,9.9778271039999991E-2,0,0.20226415391999999,9.3672832319999996E-2,3.9787232831999999]
[2015,2,3,"2015-02-03",4.5000001439999995,6.4528600320000002,0.10046511648000001,7.0891269119999993,5.7726414720000001,0.19999999872000002,0.49785407999999998,0.29859813215999997,0.39911309279999996,9.9616569984000005,0.10113207264,0.18734567327999999,0.79574469120000002]
[2015,2,4,"2015-02-04",0.30000000671999999,0.71698443840000003,0,0.19969372799999999,0.29858491296,9.9999999360000008E-2,0,0.49766356800000006,0,0.20539498752000002,0.10113207264,9.3672832319999996E-2,2.0888297279999999]
[2015,2,5,"2015-02-05",0.90000002879999996,0.92183711040000005,0.80372088000000008,0.99846864000000002,0.9952830720000001,0.19999999872000002,0.39828326400000003,0.99532713600000011,9.9778271039999991E-2,0.51348748607999994,1.5169811328000002,0.74938271040000004,9.9468086400000003E-2]
[2015,2,6,"2015-02-06",0.19999999872000002,0,0.10046511648000001,0,9.9528298560000006E-2,0,0,9.9532713599999989E-2,0,0,0,0,9.9468086400000003E-2]
[2015,2,7,"2015-02-07",0,0,0,0,0,0,0,0,0,0,0,0,0]
[2015,2,8,"2015-02-08",0,0,0,0,9.9528298560000006E-2,0,9.9570816000000006E-2,0,0,0,0,0,0.29840425920000002]
[2015,2,9,"2015-02-09",0,0,0,0,0,9.9999999360000008E-2,0,0,0,0,0,0,0]
[2015,2,10,"2015-02-10",0,0,0,0,0,0,0,0,0,0,0,0,0]
[2015,2,11,"2015-02-11",0,0,0,0,0,0,0,0,0,0,0,0,0]
[2015,2,12,"2015-02-12",9.9999999360000008E-2,0.10242634464,0.10046511648000001,0,0,0.49999999680000001,0.39828326400000003,0.69672899519999998,0.39911309279999996,0,0.50566038047999995,0.56203701119999994,0]
[2015,2,13,"2015-02-13",5.8000000320000007,3.8922009408,10.85023296,4.2934148927999995,4.7773583999999998,8.6999999615999997,9.8575107840000005,13.337383967999999,3.9911307552000004,3.183622272,10.113207696,10.959722496000001,0.19893617280000001]
[2015,2,14,"2015-02-14",0.30000000671999999,0.81941077439999999,0.20093023296000001,0.19969372799999999,0.39811320288000002,0.39999998880000004,9.9570816000000006E-2,0.69672899519999998,0.39911309279999996,0.82157993280000008,0.30339622655999998,0.28101850559999997,9.9468086400000003E-2]
[2015,2,15,"2015-02-15",0,0.10242634464,0,0.19969372799999999,9.9528298560000006E-2,9.9999999360000008E-2,0.19914163200000001,9.9532713599999989E-2,9.9778271039999991E-2,0.10269749376000001,0,0,0]
[2015,2,16,"2015-02-16",7.8999998976000008,6.7601386080000001,7.1330232960000002,8.2872897119999998,7.3650940416000008,8.3000004480000005,8.6626609920000011,9.6546729599999992,6.8847001919999995,8.3184969599999992,8.3939621760000005,7.9621914815999997,3.5808511968000003]
[2015,2,17,"2015-02-17",0,0.10242634464,0,0,9.9528298560000006E-2,9.9999999360000008E-2,0,9.9532713599999989E-2,0,0,0,0,0]
[2015,2,18,"2015-02-18",0,0,0,0,0,0,0,0,0,0.10269749376000001,0.10113207264,9.3672832319999996E-2,0]
[2015,2,19,"2015-02-19",13.600000223999999,12.188734847999999,6.8316281280000002,16.973966015999999,13.834433664000001,9.7000001279999992,11.55021552,16.422896447999999,11.873614176,9.2427747839999999,12.944905919999998,16.111728576000001,7.1617023936000006]
[2015,2,20,"2015-02-20",6.9000003359999997,6.6577127039999997,1.3060465056000001,11.482388063999998,9.4551883199999995,1.3000000176000002,0.69699571199999999,1.0948598495999999,3.2926829183999997,6.8807327040000006,1.7192453472,2.5291666368000003,0]
[2015,2,21,"2015-02-21",1.3000000176000002,0.61455807648000005,0,0.59908118399999999,1.0948113792,9.9999999360000008E-2,0.69699571199999999,0.49766356800000006,0.59866966080000006,0.10269749376000001,0.20226415391999999,1.030401216,0.19893617280000001]
[2015,2,22,"2015-02-22",6.2999997695999994,6.6577127039999997,4.7218603967999995,4.3932620160000004,5.7726414720000001,5.5999995839999999,3.684120192,7.1663546880000002,6.2860311360000001,3.9025048319999995,5.8656605759999998,6.9317899199999999,4.6750000607999995]
[2015,2,23,"2015-02-23",1.2000000096000001,0.61455807648000005,0.30139535808000001,0,0,9.9999999360000008E-2,0,9.9532713599999989E-2,0.29933482175999998,0.10269749376000001,0.4045282992,0.74938271040000004,0.29840425920000002]
[2015,2,24,"2015-02-24",2.2999999680000003,2.9703640031999998,2.3106976703999997,1.49770296,2.0900943648000001,3.1999999104000003,2.2901286815999997,2.0901869855999999,2.7937915200000001,2.4647398848000002,2.3260377312,2.060802432,0.59680851840000004]
[2015,2,25,"2015-02-25",0.30000000671999999,0.30727903392,0,0.59908118399999999,0.69669810720000003,0,9.9570816000000006E-2,9.9532713599999989E-2,9.9778271039999991E-2,0.51348748607999994,0.50566038047999995,0.56203701119999994,0]
[2015,2,26,"2015-02-26",6.3999996479999997,5.5310225760000007,5.0232559103999996,4.2934148927999995,5.8721699520000001,4.5999999360000006,4.5802573631999994,5.6733644160000001,4.3902438047999999,4.8267821376000004,4.7532076991999999,4.9646604671999999,6.2664891840000001]
[2015,2,27,"2015-02-27",0,0,0.10046511648000001,0.59908118399999999,0.29858491296,0,9.9570816000000006E-2,0.29859813215999997,0,0,0.30339622655999998,0.37469134655999997,0]
[2015,2,28,"2015-02-28",4.1999999040000002,3.6873482688000001,2.3106976703999997,3.4946400671999998,4.1801888160000003,2.4000000192000002,2.2901286815999997,3.4836448031999998,2.8935699552000003,2.0539499615999999,3.2362263936,4.4026234559999997,3.8792554559999997]
[2015,3,1,"2015-03-01",3.3000000479999998,2.1828947904000002,2.7095743295999997,1.7999999711999999,1.8286486559999999,2.9086825247999997,1.9000001088,2.499999984,1.3085526240000001,2.3056000704000001,1.7920704384000001,2.1499999775999998,0]
[2015,3,2,"2015-03-02",4.100000112,1.4552631072000002,1.3046099328,4.6999999872,3.980000016,2.0059879392000002,1.5999999552000002,3.0000000672000002,0.60394737024,1.2576000383999999,1.194713712,2.2296296735999999,0.20189873375999998]
[2015,3,3,"2015-03-03",0,0,0,0,0.107567568,0,0.19999999872000002,9.9999999360000008E-2,0,0,9.9559463040000004E-2,7.9629630335999999E-2,0.10094936255999999]
[2015,3,4,"2015-03-04",0,0,0,0,0,0,0,9.9999999360000008E-2,0,0,0,0,0]
[2015,3,5,"2015-03-05",0.19999999872000002,0,0,0,0,0,0,0,0,0,0,0,0]
[2015,3,6,"2015-03-06",0,0,0,0,0,0,0,0,0,0,0,0,0]
[2015,3,7,"2015-03-07",0,0,0.10035461087999999,0,0,0,0,0,0,0,0,0,0]
[2015,3,8,"2015-03-08",0,0,0,0,0,0,0,0,0,0,0,0,1.5142405247999999]
[2015,3,9,"2015-03-09",0,0.10394737344,0,0,0,0,0,0,0,0,0,0,0]
[2015,3,10,"2015-03-10",0,0,0,0,0,0,0,0,0,0.10480000319999999,0,0,0.10094936255999999]
[2015,3,11,"2015-03-11",0,0,0,0,0,0.10029940128000001,9.9999999360000008E-2,9.9999999360000008E-2,0,0,0,7.9629630335999999E-2,0.50474683872000004]
[2015,3,12,"2015-03-12",0,0,0,0,0,0,0,0,0,0,0,0,0]
[2015,3,13,"2015-03-13",0,0,0,0,0,0,0,0,0,0,0,0,0]
[2015,3,14,"2015-03-14",0,0,0.80283692160000009,0,0,2.1062874528000002,1.2000000096000001,2.499999984,0.10065789216000001,0,0.79647572160000002,0.47777779584000002,0]
[2015,3,15,"2015-03-15",0.19999999872000002,2.4947368416,4.7166665472,9.9999999360000008E-2,1.1832432479999999,4.1122755648,1.7000000927999999,4.100000112,1.6105262399999998,0.83840002559999993,0.89603521920000007,0.63703704959999996,0]
[2015,3,16,"2015-03-16",0.30000000671999999,0,4.9173758208000002,0.39999998880000004,0,8.1242511840000002,11.200000032,3.8000001312,0.20131578432000002,0.41920001279999997,5.6748902399999999,4.8574073952000001,0.30284810496000003]
[2015,3,17,"2015-03-17",0,0,1.50531912,0.19999999872000002,0,0.80239515840000009,0,1.1000000448,0,0.10480000319999999,0.19911893472,0.23888889792000001,0.20189873375999998]
[2015,3,18,"2015-03-18",0,0,0,0,0,0,0,0,0,0,0,0,0]
[2015,3,19,"2015-03-19",0,0,0,0,0,0,0,0,0,0,0,0,0]
[2015,3,20,"2015-03-20",0,0,0,0,0,0,0,0,0,0,0,0,0.60569622720000005]
[2015,3,21,"2015-03-21",0,0.10394737344,0,0,0.32270270400000001,0,0,0,0.10065789216000001,0,9.9559463040000004E-2,7.9629630335999999E-2,0.10094936255999999]
[2015,3,22,"2015-03-22",0,0,0,0,0,0,0,0,0,0,0,0,0]
[2015,3,23,"2015-03-23",0.90000002879999996,0.62368418879999998,1.2042552960000001,0,0,1.9056886847999999,0.99999999360000003,1.2000000096000001,0.80526311999999989,0.10480000319999999,1.9911894335999998,1.9111111487999999,2.1199366656]
[2015,3,24,"2015-03-24",0.39999998880000004,0.83157900480000002,0.70248228480000008,0.79999997760000008,1.07567568,1.0029940128000001,0.49999999680000001,0.70000001280000002,0.70460521919999997,1.048000032,0.59735683872000001,0.63703704959999996,1.4132911967999999]
[2015,3,25,"2015-03-25",3.0000000672000002,2.0789472959999999,3.01063824,1.7000000927999999,2.0437837056000001,3.911676624,2.6000000352000003,6.3999996479999997,4.2276314880000001,0.83840002559999993,3.3850220543999998,2.8666664640000001,3.0284810495999999]
[2015,3,26,"2015-03-26",0.90000002879999996,0.51973682399999999,0.80283692160000009,4.6999999872,1.505945952,0.60179639039999999,0.60000000480000004,1.3000000176000002,0.30197368512,0.41920001279999997,1.2942731664,1.2740740991999999,2.9275318079999999]
[2015,3,27,"2015-03-27",0,0,0,0.39999998880000004,0.32270270400000001,0,0,9.9999999360000008E-2,0.20131578432000002,0,0,7.9629630335999999E-2,0.50474683872000004]
[2015,3,28,"2015-03-28",2.2000000032,1.143421056,0.90319147199999994,3.4999998911999999,3.2270270400000003,1.1032933536,1.3000000176000002,1.2000000096000001,1.0065790080000001,1.6767999647999998,0.79647572160000002,0.79629635519999997,0.40379746751999995]
[2015,3,29,"2015-03-29",2.7999998784,3.2223683519999997,4.0141843488000006,1.5000000767999999,2.9043244224000002,3.8113772832000001,4.999999968,5.3000002080000002,3.1203945791999996,2.9343999168000003,2.389427424,1.7518519295999999,7.9749999360000006]
[2015,3,30,"2015-03-30",1.3999999392,0.7276315968,1.1039007456000001,2.6000000352000003,1.3983783840000001,0.70209581759999995,0.60000000480000004,1.1000000448,0.80526311999999989,0.94320002879999998,1.0951542143999999,1.1148148367999999,7.2683542079999999]
[2015,3,31,"2015-03-31",0,0.31184210303999998,0.50177304576000004,0.39999998880000004,0,0.3008981952,9.9999999360000008E-2,0.19999999872000002,0.20131578432000002,0.10480000319999999,0.29867842368000003,0.23888889792000001,2.6246835648000002]
[2015,4,1,"2015-04-01",1.9000001088,4.9169231712000006,3.7000000800000001,4.0336133759999999,2.5531914527999997,2.5140449087999999,3.118787712,4.100000112,3.5333333567999996,5.4709677503999998,2.8827380736000001,3.0607597439999998,4.0186917503999995]
[2015,4,2,"2015-04-02",0.49999999680000001,0.20923076736000001,0.30000000671999999,0.60504203231999998,1.0212765984000001,0.40224720959999999,0.40242424319999998,0.39999998880000004,0.19629628992000001,0.10322581248,0.39761904672000004,0.39493670687999999,0.30140187263999996]
[2015,4,3,"2015-04-03",1.5000000767999999,2.1969231263999998,1.3000000176000002,2.2184874431999999,1.0212765984000001,1.7095505759999998,1.4084849375999999,1.3000000176000002,1.374074064,1.7548387776000001,1.1928571487999999,1.1848101119999999,2.4112149984000002]
[2015,4,4,"2015-04-04",0,0.10461538368000001,9.9999999360000008E-2,0.20168066879999999,0.20425531968000002,0.20112359616,0.20121212159999999,0.19999999872000002,9.8148144960000003E-2,0,0.19880951904000002,0.19746834912,0]
[2015,4,5,"2015-04-05",0,0,0,0,0,0,0,0,0,0,0,0,0]
[2015,4,6,"2015-04-06",0,0,0,0,0,0,0,0,0,0,0,0,0]
[2015,4,7,"2015-04-07",0,0,0,0,0,0,0,0,0,0,0,0,0]
[2015,4,8,"2015-04-08",0,0,0,0,0,0,0,0,0,0.10322581248,0,0,0]
[2015,4,9,"2015-04-09",0,0,0,0,0,0,0,0,0,0.10322581248,0,0,0]
[2015,4,10,"2015-04-10",0,0,9.9999999360000008E-2,0.40336133759999998,0.20425531968000002,0,0,9.9999999360000008E-2,0,0,0,9.8734178879999995E-2,0.10046728512]
[2015,4,11,"2015-04-11",0.39999998880000004,0.94153842720000003,0.99999999360000003,0.40336133759999998,0.30638298816000004,1.2067415424000001,1.0060606080000001,1.3999999392,1.0796296032000001,0.30967742880000004,1.2922619039999999,1.1848101119999999,1.8084111840000001]
[2015,4,12,"2015-04-12",0,0,0.30000000671999999,0,0,0,0,0,0,0,0,0,2.4112149984000002]
[2015,4,13,"2015-04-13",0.19999999872000002,0,0,0,0.10212765984000001,0,0,0,0,0,0,0,0]
[2015,4,14,"2015-04-14",0,0,0,0,0,0,0,0,0,0,0,0,0]
[2015,4,15,"2015-04-15",0,0,0,0,0,0,0,0,0,0,0,0,0]
[2015,4,16,"2015-04-16",0,0,0,0,0,0,0,0,0,0,0,9.8734178879999995E-2,0]
[2015,4,17,"2015-04-17",0,0,0,0,0,0,0,0,0,0,0,0,0]
[2015,4,18,"2015-04-18",0,0,0,0,0,0,0,0,0,0,0,0,0]
[2015,4,19,"2015-04-19",0,0,0,0,0,0,0,0,0,0.10322581248,0,0,0]
[2015,4,20,"2015-04-20",0,0,0,0,0,0,0,0,0,0,0,0,0]
[2015,4,21,"2015-04-21",0,0,0,0,0,0,0,0,0,0.10322581248,0,0,0]
[2015,4,22,"2015-04-22",0,0,0,0,0,0,0,0,0,0,0,0,0]
[2015,4,23,"2015-04-23",0,0,0,0,0,0,0,0,0,0.10322581248,0,0,0]
[2015,4,24,"2015-04-24",0,0,0.49999999680000001,0,0.10212765984000001,0.30168538560000002,0.90545454720000007,1.3000000176000002,9.8148144960000003E-2,0.10322581248,0.69583332959999999,0.98734178880000001,0.20093457024]
[2015,4,25,"2015-04-25",1.5999999552000002,0.31384615103999997,5.4999997056000005,0.30252102048000001,0.81702129600000006,7.4415729023999999,2.4145453728000001,6.1000002719999999,0.98148153599999999,1.13548392,3.081547584,2.2708861056000003,3.4158879359999998]
[2015,4,26,"2015-04-26",0.39999998880000004,1.0461538368000001,0,1.310924304,0.40851063936000004,0.10056179808,0.10060606079999999,0,0.39259257984000001,0.30967742880000004,0.29821428288000001,9.8734178879999995E-2,0]
[2015,4,27,"2015-04-27",0,0,0,0,0,0,0,0,0,0,0,0,1.3060747584000001]
[2015,4,28,"2015-04-28",0,0,0,0.20168066879999999,0.30638298816000004,0,0,0,0,0,0,0,0]
[2015,4,29,"2015-04-29",2.0999999520000001,3.6615384288000001,3.3000000479999998,1.9159663104,2.0425531104000001,3.9219100128000002,7.0424242560000003,6.9000003359999997,2.8462962815999999,2.9935483199999999,6.2625000960000001,5.7265820639999996,4.2196260959999998]
[2015,4,30,"2015-04-30",0.39999998880000004,0.20923076736000001,0,0.40336133759999998,0.51063828191999994,0.10056179808,0,0.30000000671999999,0,0.10322581248,0.39761904672000004,0.29620252799999996,1.3060747584000001]
[2015,5,1,"2015-05-01",0,0,0,0,0,0,0,0,0,0,0,0,0]
[2015,5,2,"2015-05-02",5.4794396159999996,2.2393862208000002,2.4942922271999999,3.1050160704000001,4.5843271487999999,3.1999999104000003,3.8999999232000002,5.6077453440000005,2.499999984,1.3246445376,4.2999999551999997,6.0086335679999996,1.3023808991999999]
[2015,5,3,"2015-05-03",1.1955140352,0.71253198719999999,9.9771696000000007E-2,1.101779928,1.1959113887999999,9.9999999360000008E-2,0,0.10013830847999999,0.60000000480000004,0.30568720032000002,0.19999999872000002,0.60086328767999997,2.9053114560000002]
[2015,5,4,"2015-05-04",11.357382816000001,11.705882399999998,13.868265312,19.932200928,15.646507775999998,15.500000159999999,12.000000096000001,23.332224959999998,12.100000319999999,15.9976296,16.799999616000001,17.024459904,12.222345312]
[2015,5,5,"2015-05-05",1.0958878368,1.3232736288,1.4965753535999999,0.40064725439999999,0.39863713247999999,2.7,2.2000000032,4.8066391872000001,5.2000000704000007,0.61137439199999999,1.5000000767999999,2.904172704,0.10018315008000001]
[2015,5,6,"2015-05-06",0.99626172480000008,0.81432224639999995,2.5940639231999998,0.40064725439999999,0.49829641343999997,0.90000002879999996,0.79999997760000008,0.50069154240000002,0.30000000671999999,0.10189573632000001,1.5000000767999999,1.6023021696000002,4.3078754879999996]
[2015,5,7,"2015-05-07",9.9626172480000011E-2,0,0,0,0,0,0,0,0,0.40758295392000005,0,0,2.6047618847999998]
[2015,5,8,"2015-05-08",0.49813084511999994,0.50895138239999993,0.29931507936000001,3.1050160704000001,2.790459936,0.39999998880000004,0.99999999360000003,1.2016597536,0.30000000671999999,0.20379148128000002,9.9999999360000008E-2,0.30043164383999998,3.4062271200000001]
[2015,5,9,"2015-05-09",0.2988785088,0,9.9771696000000007E-2,1.8029126015999999,2.0928449951999997,0,0,0.10013830847999999,0,0.10189573632000001,0,0,0]
[2015,5,10,"2015-05-10",0,0,0,0,0,0,0,0,0,0,0,0,0]
[2015,5,11,"2015-05-11",0.19925234496000002,0,0,0,0,0,0,0,0,0,0,0,0.60109891776000002]
[2015,5,12,"2015-05-12",0,0,0,0,0,0,0,0,0,0,0,0,0.40073259168000003]
[2015,5,13,"2015-05-13",0,0,0,0,0,0,0,0.20027661695999999,0,0,0,0,0]
[2015,5,14,"2015-05-14",10.161869039999999,9.4664959199999998,10.775342304,9.8158577759999996,10.464224544,13.999999392000001,14.899999680000001,15.221023200000001,10.899999360000001,8.9668248479999999,14.100000479999999,15.021582623999999,0]
[2015,5,15,"2015-05-15",0,0,0.19954339200000001,0,0,0.19999999872000002,9.9999999360000008E-2,0.10013830847999999,9.9999999360000008E-2,0.10189573632000001,0,0,0]
[2015,5,16,"2015-05-16",0,0,0,0,0,0,0,0,0,0,0,0,0]
[2015,5,17,"2015-05-17",0,0,0,0,0,0,0,0.20027661695999999,0,0,0,0.30043164383999998,3.1056777216000002]
[2015,5,18,"2015-05-18",2.3910280704,1.4250639744,0.29931507936000001,1.4022654336,1.494889344,0.70000001280000002,1.7999999711999999,1.702351296,0.99999999360000003,0.81516594240000007,2.2000000032,2.7038848032000002,8.5155675840000011]
[2015,5,19,"2015-05-19",6.8742060479999996,4.5805625279999997,3.8910957120000003,8.5137540480000009,7.9727426496000007,6.6000000959999996,3.5999999423999998,6.4088517600000001,3.8000001312,4.8909951359999999,9.5999999039999988,11.416402656000001,2.7049450175999996]
[2015,5,20,"2015-05-20",0.89663552639999999,1.4250639744,0.19954339200000001,1.4022654336,1.2955706783999998,0,0.19999999872000002,0,1.2000000096000001,2.445497568,0,0,0]
[2015,5,21,"2015-05-21",0,0,0,0,0,0,0,0,0,0,0,0,0]
[2015,5,22,"2015-05-22",0,0,0,0,0,0,0.49999999680000001,0,0.19999999872000002,0,0,0.20028777984000001,0]
[2015,5,23,"2015-05-23",0,0,0.19954339200000001,0,0,0.49999999680000001,0,0.10013830847999999,0,0,0,0,0]
[2015,5,24,"2015-05-24",0.99626172480000008,0.50895138239999993,0,0.60097086432000002,0.39863713247999999,0,0,0,0,1.0189573632,0,0,1.3023808991999999]
[2015,5,25,"2015-05-25",0.19925234496000002,0,0,0,0,0,0,0,9.9999999360000008E-2,0,0,0,0.10018315008000001]
[2015,5,26,"2015-05-26",0,0,0,0,9.9659280959999999E-2,0,0,0,0,0,0,0,0]
[2015,5,27,"2015-05-27",0,0,0,0,0,0,0,0,0,0,0,0,0.10018315008000001]
[2015,5,28,"2015-05-28",0,0,0,0,0,0,0,0,0,0,0,0,0]
[2015,5,29,"2015-05-29",7.4719627200000005,2.3411764800000001,3.6915526656000002,7.4119738175999998,6.5775127680000001,4.5999999360000006,6.2999997695999994,7.7106504960000004,2.4000000192000002,2.2417062336,6.1999997184,6.7096403135999996,7.1130038975999996]
[2015,5,30,"2015-05-30",2.2914018719999998,2.3411764800000001,2.4942922271999999,2.5040452319999997,2.5911413567999997,2.2999999680000003,3.3000000479999998,4.3059475583999998,2.2000000032,3.3625590912000001,3.8000001312,4.1058992447999998,3.5064100799999998]
[2015,5,31,"2015-05-31",0.79700937119999993,0.40716112319999997,0.99771695999999999,0.40064725439999999,0.39863713247999999,0.70000001280000002,0.39999998880000004,0.80110650239999992,0.79999997760000008,0.10189573632000001,0.39999998880000004,0.7010072208,0.40073259168000003]
[2015,6,1,"2015-06-01",1.3999999392,0.72413796959999999,0.20141844479999998,0.59629627872000002,1.4362963200000001,0.40231213919999997,1.3938863615999999,2.9558822400000002,0.90932647680000001,0.41015229120000002,2.8876597631999998,3.9999999744000001,1.5950768832]
[2015,6,2,"2015-06-02",1.1000000448,0.31034482559999998,0.10070922239999999,0.59629627872000002,1.9492592544,0,9.9563316479999997E-2,0.1970588304,0.10103626368,0.30761422272,0.19914893279999998,0.49999999680000001,0.49846155840000006]
[2015,6,3,"2015-06-03",0,0,0,0,0,0,0,0,0,0.10253807712,0,0,0]
[2015,6,4,"2015-06-04",0.19999999872000002,1.2413793023999999,3.4241135616,0.19876544640000002,0,3.8219653440000001,7.7659387200000003,1.0838235456,0,0,2.3897872800000002,1.3999999392,1.5950768832]
[2015,6,5,"2015-06-05",0.90000002879999996,1.9655172288,0,0.79506178560000007,2.0518518239999999,0,0,0,4.0414507199999994,4.1015229120000001,0,0,0]
[2015,6,6,"2015-06-06",0,0,0,0,0,0,0,0,0,0,0,0,0]
[2015,6,7,"2015-06-07",0,0,0,0,0,0,0,0,0,0,0,0,0]
[2015,6,8,"2015-06-08",0,0,0.10070922239999999,0,0,0,0,0,0.10103626368,0,0,0,0]
[2015,6,9,"2015-06-09",0,0,0,0,0,0,0,0,0,0,0,0,0]
[2015,6,10,"2015-06-10",0,0,0,0.49691361599999995,0,0,0,9.8529419520000008E-2,0.20207253600000002,0,0,0,0]
[2015,6,11,"2015-06-11",0.19999999872000002,0.41379310080000004,0,2.385185184,1.2311111807999999,0,9.9563316479999997E-2,0,0.40414507200000005,0.41015229120000002,0,0,0]
[2015,6,12,"2015-06-12",11.699999424000001,0.82758620160000007,0.60425533440000001,0.69567897600000006,7.8996297600000007,2.9167629120000003,5.4759824064,2.0691176543999998,1.9196891999999999,0.92284263360000007,5.4765961920000006,5.6999998080000003,5.3833844160000002]
[2015,6,13,"2015-06-13",0,0,0,0,0,0,0,0,0,0,0,0,5.1840000000000002]
[2015,6,14,"2015-06-14",0,1.0344827519999999,0,0.39753089280000004,0,0.50289018048,0.69694318079999995,0.49264703711999996,1.0103627232000001,0.30761422272,0.29872340351999999,0.49999999680000001,1.6947692640000001]
[2015,6,15,"2015-06-15",0,0,0,0,0,0,0,0,0,0.10253807712,0,0,0]
[2015,6,16,"2015-06-16",0,0,0,0,0,0,0,0,0.10103626368,0,0,0,0]
[2015,6,17,"2015-06-17",0.79999997760000008,1.0344827519999999,0.30212766720000001,1.0932098688,0.82074072960000011,0.50289018048,0.49781660831999996,0.1970588304,0.70725389760000001,1.9482234048,0.49787235359999998,0.49999999680000001,0.19938461471999999]
[2015,6,18,"2015-06-18",0,0,0,0,0,0,0,0,0,0.10253807712,0,0,0]
[2015,6,19,"2015-06-19",0,0,0,0,0,0,0,0,0,0,0,0,0.99692311680000012]
[2015,6,20,"2015-06-20",0.99999999360000003,6.1034480640000002,5.3375886143999995,3.7765431359999999,1.4362963200000001,3.3190752672000001,2.0908297151999999,6.3058824000000007,4.2435232991999996,6.5624368319999995,4.5804254976000003,3.3000000479999998,6.6793844160000004]
[2015,6,21,"2015-06-21",5.2000000704000007,3.2068964447999999,3.3234045120000002,4.2734567520000004,4.6166667551999998,4.8277454976000005,4.1816595167999999,5.7147059519999992,3.2331605760000004,3.0761422272000001,5.3770214879999996,6.1000002719999999,0.5981538528]
[2015,6,22,"2015-06-22",1.7000000927999999,1.1379310272000001,0.30212766720000001,0.59629627872000002,5.9503700735999994,0.80462427839999995,0.39825328319999997,0.78823532159999998,2.1217616927999998,1.6406091648000001,1.6927659072000001,2.2000000032,5.682461472]
[2015,6,23,"2015-06-23",0,0,0,0,0,0,0,0,0.10103626368,0,0,0,0]
[2015,6,24,"2015-06-24",0,0,0,0,0,0,0,0,0,0,0,0,0]
[2015,6,25,"2015-06-25",0,0,0,0,0,0,0,0,0,0,0,0,0]
[2015,6,26,"2015-06-26",0,0,0,0,0.20518518240000003,0,0,0,0,0,0,0,0.49846155840000006]
[2015,6,27,"2015-06-27",0,0,0,0,0,0,0,9.8529419520000008E-2,0.10103626368,0,0,0,0]
[2015,6,28,"2015-06-28",0,0,0.50354611199999999,0.19876544640000002,0.10259258687999999,0.30173409792,9.9563316479999997E-2,0,0.20207253600000002,0.10253807712,0,0,1.7944614720000001]
[2015,6,29,"2015-06-29",0,0,0,0,0,0,0,0,0,0,0,0,0]
[2015,6,30,"2015-06-30",0,0,0,0,0,0,0,9.8529419520000008E-2,0,0.10253807712,0,9.9999999360000008E-2,0]
[2015,7,1,"2015-07-01",0,0,0,0,0,0,0,0,0,0,0,0,0]
[2015,7,2,"2015-07-02",0.50098426560000009,0.20777027904000001,0.40212201600000003,0.8981688672,0.61500001248000002,1.1050343136,0.49786781759999998,1.6066945728000002,0.40074347807999999,0.72022616640000003,0.78636363840000001,1.0023201791999998,0.10020747167999999]
[2015,7,3,"2015-07-03",0,0.72719592479999995,1.9100795328,0.69857579520000002,0.10250000063999999,3.0137299776000002,3.5846482175999999,4.3179917184000001,0.80148692160000001,6.2762567040000006,1.4744318975999999,1.6037122176,3.5072612928]
[2015,7,4,"2015-07-04",4.9096456992000004,4.8826012032000001,2.7143237376,14.171108544000001,11.685000384,3.0137299776000002,3.1863539808000003,3.615062832,3.9072490560000004,8.9513816255999998,3.5386362431999996,3.7085847839999997,0]
[2015,7,5,"2015-07-05",6.1120077119999996,5.9214525120000001,1.6084880640000001,8.3829094560000001,5.6375002079999996,2.3105262527999999,2.2901918399999999,1.5062760864000002,5.5102230720000005,10.700502624,2.0642045184,2.0046403583999997,5.5114110720000005]
[2015,7,6,"2015-07-06",0,0,0.10053050400000001,0,0,0,0,0,0,0.10288944863999999,0,0,0.10020747167999999]
[2015,7,7,"2015-07-07",0.20039370624,0,0,0,0,0.20091533759999999,0.79658847359999996,0.60251045183999996,0.10018587168,0.10288944863999999,0.19659090528000001,0.30069604511999998,2.0041493471999998]
[2015,7,8,"2015-07-08",0.50098426560000009,1.6621621632000001,0.30159151200000001,3.692472048,1.0250000064,0.50228833536000006,0.6970149792,0.30125522591999998,1.0018587168000002,0.72022616640000003,0,0,4.6095436799999998]
[2015,7,9,"2015-07-09",0,0,0,0,0,0,0,0,0.10018587168,0,0,0,0]
[2015,7,10,"2015-07-10",0,0,0,0,0,0,0,0,0,0,0,0,0]
[2015,7,11,"2015-07-11",0,0,0.20106100800000001,0,0,0.30137299775999998,0.19914712703999998,0.30125522591999998,0.40074347807999999,0.61733667455999996,9.8295456959999999E-2,0.10023201792,1.1022821279999999]
[2015,7,12,"2015-07-12",1.1021654016,1.0388513952,0.70371352799999998,1.2973550111999999,0.92249997120000005,0.70320372480000004,0.59744135520000008,0.40167363455999999,1.2022305119999999,1.2346733664,0.4914772416,0.80185610880000002,7.7159748096000005]
[2015,7,13,"2015-07-13",0.70137796320000001,0.83108108160000005,0.10053050400000001,0.49898269728,1.2299999903999999,0.40183067519999999,0.29872067327999996,1.0041840864,1.2022305119999999,0.51444723456000008,0.4914772416,0.80185610880000002,1.4029046208000002]
[2015,7,14,"2015-07-14",0.70137796320000001,0.41554054080000002,0.30159151200000001,0.49898269728,0.82000002239999992,0.20091533759999999,0.59744135520000008,1.1046025728,0.90167290560000002,0.61733667455999996,0.58977273312,0.80185610880000002,1.3026971232]
[2015,7,15,"2015-07-15",0,0,0,0,0,0,0,0,0.10018587168,0.10288944863999999,0,0,0.10020747167999999]
[2015,7,16,"2015-07-16",0.10019685312,0.20777027904000001,0.40212201600000003,0,0.20500000127999998,0,0,0,0.20037174335999999,0.20577888863999999,0,0,3.5072612928]
[2015,7,17,"2015-07-17",0,0,0,0.19959308928,0,0,0,0,0.20037174335999999,0.10288944863999999,0,0,0]
[2015,7,18,"2015-07-18",1.4027559264,1.6621621632000001,0.9047744928,1.3971515904,1.0250000064,0.60274601279999995,0.99573563519999997,0.5020920432,1.3024163664000001,2.2635678528000001,0.78636363840000001,1.0023201791999998,0.20041494335999999]
[2015,7,19,"2015-07-19",0.40078739520000001,0.20777027904000001,0.40212201600000003,9.9796544639999998E-2,0.61500001248000002,0,0,0,0.30055763231999999,0.30866833727999998,0,0.40092805440000001,0]
[2015,7,20,"2015-07-20",0.20039370624,0.10388513952,0.30159151200000001,1.8961342272000001,0.71749998719999997,0.20091533759999999,0.39829423679999998,0.5020920432,0.40074347807999999,0.20577888863999999,9.8295456959999999E-2,0.30069604511999998,0]
[2015,7,21,"2015-07-21",0,0,0,0,0,0,0,0,0.20037174335999999,0,0,0,0]
[2015,7,22,"2015-07-22",0,0,0,0,0.10250000063999999,0,0,0,0,0.10288944863999999,0,0,0.20041494335999999]
[2015,7,23,"2015-07-23",0,0,0.10053050400000001,0.19959308928,0,0.20091533759999999,0.29872067327999996,0.40167363455999999,0.20037174335999999,0.10288944863999999,0.58977273312,0.70162415999999994,0]
[2015,7,24,"2015-07-24",21.241732895999998,33.243244128000001,22.418303039999998,41.515359840000002,41.40999936,25.01395776,23.200637760000003,23.497909056000001,26.649443231999999,36.834421247999998,16.710226560000002,20.146635359999998,47.698755552000002]
[2015,7,25,"2015-07-25",0,0,0.60318302400000001,0,0,0.50228833536000006,0.6970149792,1.3054393728,0.10018587168,0,0.8846590607999999,1.1025522144,1.1022821279999999]
[2015,7,26,"2015-07-26",12.825196991999999,8.2069260479999997,4.3228118016000003,14.769888192,11.685000384,5.3242565759999998,6.7710021119999997,6.9288701183999999,6.5120820479999999,7.3051502400000006,5.7994315200000006,8.419489488,10.621991807999999]
[2015,7,27,"2015-07-27",0,0,0.10053050400000001,0.19959308928,0.10250000063999999,0,9.9573563519999991E-2,0,0.10018587168,0,0,0,2.4049791647999998]
[2015,7,28,"2015-07-28",0,0,0,0,0,0,0,0,0,0,0,0,0.80165972159999999]
[2015,7,29,"2015-07-29",0,2.1815879040000001,0,7.6843339200000003,0,0.30137299775999998,1.4936034528,0.10041840864,2.1039033312000002,3.7040201856000001,0,0,1.4029046208000002]
[2015,7,30,"2015-07-30",0,0,0,0,0,0,0,0,0,0.10288944863999999,0,0,1.2024896255999999]
[2015,7,31,"2015-07-31",0,0,0,0,0,0,0,0,0,0,0,0,0]
[2015,8,1,"2015-08-01",0,0,0,0,0,0,0,0,0,0,0,0,0]
[2015,8,2,"2015-08-02",0,0,0,0,0,0,0,0,0,0.10260491616,0,0,0]
[2015,8,3,"2015-08-03",0.19983264192,0,0,0,0,0,0,0.29933702495999998,0.1002001968,0,0.20173725216000002,9.7955213759999993E-2,0]
[2015,8,4,"2015-08-04",0,0,0,0,0,0,0,0,0,0,0,0,0]
[2015,8,5,"2015-08-05",0,0,0.199701936,0,0,0.20031546239999998,0,0.49889502720000001,0,0,0,0,1.0933333344]
[2015,8,6,"2015-08-06",0,0,0,0,0,0,0,0,0,0,0,0,0]
[2015,8,7,"2015-08-07",0,0,0.49925485728000002,0,0,0,0,0,0,0.10260491616,0,0,0]
[2015,8,8,"2015-08-08",0,0,0,0,0,0,0,0,0,0,0,0,0]
[2015,8,9,"2015-08-09",0,0,0,0,0,0,0,0,0.2004003936,0.10260491616,0,0,0]
[2015,8,10,"2015-08-10",2.7976570559999998,1.8287743679999999,0.199701936,1.601509536,2.1798912671999999,0.30047319360000002,1.0971831456000001,0.79823206080000009,1.5030030816,1.2312590112000001,1.4121607392,1.7631937439999998,0]
[2015,8,11,"2015-08-11",5.7951460800000003,1.727175744,1.597615488,1.0009433952,1.9722826944,1.6025236128,1.5959026080000001,2.0953591488000001,3.306606624,1.5390737855999999,2.5217155008000001,2.9386561535999998,0]
[2015,8,12,"2015-08-12",2.1981589920000002,2.3367674016,9.9850967999999998E-2,0.20018868768,1.4532609599999999,0.30047319360000002,1.9948782816000001,2.7938122560000003,0.90180181440000007,0.9234442799999999,3.8330076096000001,6.4650436415999994,0]
[2015,8,13,"2015-08-13",29.475312479999999,20.116518912,13.280178528,7.2067924800000007,37.265760287999996,15.123816288,15.959026080000001,12.472375680000001,24.148247040000001,6.5667144960000003,16.239848544000001,15.770788992,1.590303024]
[2015,8,14,"2015-08-14",0,0,1.6974664992000001,2.7025470720000002,0.20760869375999999,2.1033122687999999,0.79795134719999994,0.99779005440000001,0.2004003936,0,5.0434309152000001,3.5263874879999997,0.79515146879999998]
[2015,8,15,"2015-08-15",0,0,0,0,0.10380434688,0,0,0,0,0,0,0,9.9393937919999995E-2]
[2015,8,16,"2015-08-16",0,0,0,0,0,0,0,0,0,0,0,0.29386563263999999,0]
[2015,8,17,"2015-08-17",0.79933055040000001,0.60959148480000003,0,0.20018868768,1.0380434688,0,0,0,1.102202208,0.20520983232000001,0,0,8.4484848960000001]
[2015,8,18,"2015-08-18",0.3996652752,4.9783302432000003,0,4.7044342080000003,2.3874999263999999,0.10015773119999999,9.9743918399999992E-2,0,3.7074073248000001,4.3094064959999994,0,0,6.1624247039999993]
[2015,8,19,"2015-08-19",3.9966527520000001,0.71119002240000007,5.5916542080000005,3.9036793536000003,2.6989129152000002,5.1080440319999996,4.7877082560000002,8.0820996479999998,1.3026026016000001,0.9234442799999999,8.9773073280000002,7.9343720639999997,0.19878787583999999]
[2015,8,20,"2015-08-20",0,0.1015985808,0,0,0,0.20031546239999998,0.59846351040000001,0.29933702495999998,0.40080078720000001,0.10260491616,0.20173725216000002,9.7955213759999993E-2,9.9393937919999995E-2]
[2015,8,21,"2015-08-21",0,0,0,0,0,0,0,0,0,0.10260491616,0,0,0]
[2015,8,22,"2015-08-22",0,0,0,0,0,0,0,0,0,0,0,0,0]
[2015,8,23,"2015-08-23",9.5919664319999995,9.2454704640000003,8.6870344320000008,8.9083964160000004,11.5222824,7.8123026879999999,8.7774649920000005,12.272817600000002,7.8156161280000003,4.0015920671999998,10.69207344,12.146446367999999,11.430302687999999]
[2015,8,24,"2015-08-24",21.881672639999998,40.23303696,14.87779488,22.120849440000001,19.099999583999999,11.7184536,17.554929984000001,24.346078847999998,33.867668160000001,26.164253664,19.064169503999999,20.178772704,7.951515552]
[2015,8,25,"2015-08-25",15.387113375999999,8.8390764863999998,2.5961252544,15.61471776,15.051630816000001,4.2066244511999997,6.3836104320000002,7.9823206079999993,6.0120122399999998,7.6953689280000006,7.0608032640000005,10.873028735999998,2.0872728]
[2015,8,26,"2015-08-26",6.5944765439999999,4.1655418559999999,5.6915049600000005,17.016037632,8.2005433344000007,3.205047312,5.785147008,4.1907182976000001,4.6092093119999999,2.7703330560000001,3.4295330879999999,5.3875367999999995,22.463029728000002]
[2015,8,27,"2015-08-27",9.9916320959999999E-2,0.30479574240000001,1.0983606911999999,1.601509536,2.2836955967999999,0,0.19948783679999998,9.9779014080000006E-2,0.2004003936,0.30781475712,0.40347449568000004,0.19591041887999999,9.9393937919999995E-2]
[2015,8,28,"2015-08-28",0,0,0,0,0.10380434688,0,0,0,0.1002001968,0.10260491616,0,0,0]
[2015,8,29,"2015-08-29",1.1989958688,1.2191829696000001,2.8956780287999999,3.0028302720000002,0.10380434688,2.1033122687999999,2.0946222431999999,3.2927071103999999,0.2004003936,0.82083931200000004,1.5130292832000001,0.78364169279999996,1.590303024]
[2015,8,30,"2015-08-30",9.0923852160000003,9.7534635840000004,4.6929957120000001,9.0084908160000001,5.6054350080000006,5.6088331200000008,6.2838668159999997,6.385856832,6.5130125759999995,4.8224312928000002,9.7842565439999998,9.3057448320000002,4.273939296]
[2015,8,31,"2015-08-31",9.891715679999999,8.2294847424000004,3.295081728,7.3068868800000004,3.3217391520000001,3.8059936127999996,3.8900126880000001,3.3924862367999999,3.9078080640000001,8.0031840479999996,2.5217155008000001,2.8407010176000003,13.616970048000001]
[2015,9,1,"2015-09-01",9.1999998720000011,3.1999999104000003,1.0047170016,10.699999776,10.376992512000001,1.3000000176000002,1.6976616768000001,2.9959130879999996,2.6191410911999999,0.69828436799999993,5.2250301504000003,6.69612096,0.37293232032000001]
[2015,9,2,"2015-09-02",4.8000000384000003,0.30000000671999999,3.9183962111999997,7.6000002624,7.5180251519999999,0.70000001280000002,1.1983493376000001,2.5964578079999998,0,3.6909311040000001,1.7081829503999999,0.92715515999999998,6.8992477919999997]
[2015,9,3,"2015-09-03",0.90000002879999996,9.9999999360000008E-2,0,0.19999999872000002,1.4824276128,0,0.39944981087999998,1.8974114784,0,0.19950980831999998,0.80385082559999999,0.41206894560000001,0.83909770559999997]
[2015,9,4,"2015-09-04",0,0,0,0,0,0,0,0.19972751039999997,0,0,0.10048135104,0.20603447712,1.2120300864]
[2015,9,5,"2015-09-05",0.49999999680000001,9.9999999360000008E-2,0,0,0.10588767552,9.9999999360000008E-2,0,0,0.10073619648,0,0,0,0.18646616448]
[2015,9,6,"2015-09-06",0,0,0,0,0,0,0,0,0,0,0,0,9.3233082240000001E-2]
[2015,9,7,"2015-09-07",0,0,0,0,0,0,0,0,0,0,0,0,9.3233082240000001E-2]
[2015,9,8,"2015-09-08",0,9.9999999360000008E-2,0,0.19999999872000002,0,0.39999998880000004,0,0,0,0.39901962528000001,0,0,0.83909770559999997]
[2015,9,9,"2015-09-09",0,0,0,0,0,0,0,0,0,0,0,0,9.3233082240000001E-2]
[2015,9,10,"2015-09-10",0,0,0,0,0,0,0,0,0,0,0,0,0]
[2015,9,11,"2015-09-11",2.2000000032,0.49999999680000001,0.10047170016,2.2000000032,2.2236413759999998,0.49999999680000001,0.9986244192,0.19972751039999997,0.70515334080000003,0.2992647168,0.30144403584000001,0.82413789120000003,1.0255639392]
[2015,9,12,"2015-09-12",0.19999999872000002,0.49999999680000001,0,0.99999999360000003,0.3176630352,0,0,0,0,0.19950980831999998,0,0,0.83909770559999997]
[2015,9,13,"2015-09-13",17.899999487999999,13.40000064,2.8132076736000005,9.5000000256000003,10.800543456,4.8000000384000003,5.0929849440000003,7.090327008,11.383189631999999,8.2796567040000006,10.651022208000001,10.301724287999999,4.0090225535999995]
[2015,9,14,"2015-09-14",13.100000831999999,10.10000016,1.4066038368000002,18.599999327999999,14.612500224,2.2000000032,6.6907840320000007,2.9959130879999996,10.879508736,7.3818622080000003,4.1197353408000001,6.69612096,0.27969924672000002]
[2015,9,15,"2015-09-15",8.3000004480000005,8.5999999103999993,1.0047170016,14.100000479999999,9.9534419136000007,1.9999999872000001,4.3939477727999998,3.0957766272000002,7.1522701920000005,9.0776963520000002,3.7178097984000003,6.0780170880000002,1.9578947616]
[2015,9,16,"2015-09-16",9.3999999744,9.8000003519999996,14.066037503999999,6.3999996479999997,4.2355071936000002,24.599999808,21.170839103999999,24.666348960000001,6.6485888639999997,7.0825976640000006,27.632370239999997,23.900000832,15.196992767999999]
[2015,9,17,"2015-09-17",10.899999360000001,5.2000000704000007,0.10047170016,16.099999776000001,19.271557152,1.3999999392,3.3953233536000003,1.1983651488,2.719877184,8.2796567040000006,5.024067552,7.7262932160000002,9.3233082240000001E-2]
[2015,9,18,"2015-09-18",4.5999999360000006,4.1999999040000002,0.60283019232000001,9.000000287999999,3.0707428319999996,1.5000000767999999,4.9931225279999998,1.0985014368000001,8.0588956320000005,6.4840685759999994,2.0096270208,4.0176724031999997,1.7714286143999998]
[2015,9,19,"2015-09-19",0,0,0,0,0,0,9.9862450559999996E-2,0,0,0,0,0,0]
[2015,9,20,"2015-09-20",0,0,0,0,0,0,0,9.9863755199999987E-2,0,9.9754908480000001E-2,0,0,9.3233082240000001E-2]
[2015,9,21,"2015-09-21",21.69999936,20.499999263999999,9.444339072,31.499999712000001,21.495198528000003,13.600000223999999,15.97799088,18.774386495999998,20.147239295999999,24.040929599999998,17.383273056,19.985344703999999,6.2466166656000004]
[2015,9,22,"2015-09-22",4.6999999872,14.500000512,5.5259432063999991,7.5000003840000007,10.376992512000001,2.2000000032,4.9931225279999998,4.4938692863999998,9.9728832959999991,3.7906861247999997,3.3158846016000001,5.5629313920000003,4.7548870560000003]
[2015,9,23,"2015-09-23",0.79999997760000008,1.3999999392,2.6122640831999999,0.19999999872000002,0.42355071935999999,2.0999999520000001,1.497936672,1.7975476800000001,1.712515392,0.69828436799999993,1.40673888,2.2663793087999999,2.7037592640000003]
[2015,9,24,"2015-09-24",0.19999999872000002,0.30000000671999999,0,0.99999999360000003,0.6353260704,0,0,9.9863755199999987E-2,0,0.59852943359999999,0.10048135104,0,0]
[2015,9,25,"2015-09-25",0,0,0,0.19999999872000002,0,0,0,0,0,9.9754908480000001E-2,0,0,0]
[2015,9,26,"2015-09-26",0,0,0,0,0,0,0,0,0,0,0,0,0]
[2015,9,27,"2015-09-27",0,0,0,0,0,0,0,0,0,0,0,0,0]
[2015,9,28,"2015-09-28",0,0,0,0,0,0,0,0,0,0,0,0,0]
[2015,9,29,"2015-09-29",0,0,0,0,0,0,0,0,0,0,0,0,0]
[2015,9,30,"2015-09-30",0,0,0,0,0,0,0,0,0,0,0,0,0]
[2015,10,1,"2015-10-01",0,0,0,0,0,0,0,0,0,0,0,0,0]
[2015,10,2,"2015-10-02",0,0,0,0,0,0,0,0,0,0.10186915968,0,0,0]
[2015,10,3,"2015-10-03",0,0,0,0.20046242880000001,0.103119264,0,0,0,0,0.10186915968,0,0,0]
[2015,10,4,"2015-10-04",0.70158018239999997,0,0,0.40092485760000002,1.03119264,0.10024331040000001,0.20046083040000001,0.7047137376,0.30061475999999998,0,0.20056021632000001,0.70000001280000002,9.9999999360000008E-2]
[2015,10,5,"2015-10-05",11.125056671999999,8.3786140800000002,6.0000001344000005,16.137225216000001,14.127340031999999,4.6111921919999999,6.8156683200000003,11.980135008,5.8118852160000003,11.001869279999999,6.117086736000001,8.3999998080000005,7.0999998336000001]
[2015,10,6,"2015-10-06",2.4054176448,2.7588118752000002,5.9000002559999993,2.004624288,3.7122935039999998,4.3104623039999996,4.4101381823999999,8.3558922623999994,2.6053279776,1.6299065375999999,3.2089633920000002,5.1000000191999995,3.4999998911999999]
[2015,10,7,"2015-10-07",0,0,0.19999999872000002,0,0.103119264,0.10024331040000001,0,0.20134680192000001,0,0,0.20056021632000001,9.9999999360000008E-2,1.5000000767999999]
[2015,10,8,"2015-10-08",0,0,0,0.20046242880000001,0,0,0,0,0,0.10186915968,0,0,0]
[2015,10,9,"2015-10-09",0,0,0,0,0.103119264,0,0,0,0,0,0,0,0]
[2015,10,10,"2015-10-10",0,0,0,0,0,0,0,0,0,0,0,0,2.2999999680000003]
[2015,10,11,"2015-10-11",0,0,0,0,0,0,0,0,0,0,0,0,0]
[2015,10,12,"2015-10-12",0,0.30653464607999997,0,1.002312144,0.82495411200000002,0,0,0,0,2.0373831935999998,0,0,0]
[2015,10,13,"2015-10-13",0.60135441983999993,2.0435643360000002,0,12.829594752,3.09357792,0,0.10023041088,0,0.40081966560000004,5.5009342080000003,0,0,3.1999999104000003]
[2015,10,14,"2015-10-14",5.1115123008000003,7.9699014719999992,0.90000002879999996,6.4147973760000001,9.5900915519999987,0.50121654335999999,2.4055298783999999,1.5101011008,9.6196723199999994,7.3345789439999995,0.90252100800000001,2.2000000032,4.4000000064]
[2015,10,15,"2015-10-15",2.3051919168000001,3.4740595871999997,0.60000000480000004,15.736300704000001,4.0216512959999999,0.50121654335999999,1.1025345023999999,1.4094275616,3.2065571519999998,5.9084112959999997,0.50140057535999993,0.60000000480000004,1.7999999711999999]
[2015,10,16,"2015-10-16",2.7060948288,2.7588118752000002,0,1.1025433151999999,0.72183484799999997,0.40097324160000003,2.004608304,0.50336700479999996,6.6135246336000009,1.1205607391999999,0.30084034175999996,0.30000000671999999,0.39999998880000004]
[2015,10,17,"2015-10-17",0.50112869183999997,1.4304950783999999,0,7.4171099520000006,1.54678896,0.10024331040000001,0.10023041088,0.10067340096000001,0.20040982848000002,2.7504671040000002,0,0,1.5000000767999999]
[2015,10,18,"2015-10-18",0.200451456,1.7370297504000001,0.30000000671999999,1.5034682591999999,0.103119264,0,0,0.20134680192000001,0.90184423680000003,0.40747663872000001,0,9.9999999360000008E-2,0.39999998880000004]
[2015,10,19,"2015-10-19",0,0,0,4.3099421759999998,0.72183484799999997,0,0,0,0.10020491424000001,0.20373831936,0,0,0.19999999872000002]
[2015,10,20,"2015-10-20",1.4031602783999999,1.5326732735999999,2.4000000192000002,1.4032370016000002,1.1343119904000001,2.6063260703999998,2.2050690911999999,4.4296295039999993,1.6032786624000002,1.8336447359999999,3.1086835775999999,3.5999999423999998,3.0999998592]
[2015,10,21,"2015-10-21",5.311963583999999,2.1457426176000003,1.9000001088,2.5057803168000001,4.12477056,2.9070558720000004,4.209677568,5.1343433279999999,1.9038933792000001,1.5280373087999999,3.7103641920000001,3.8000001312,0.60000000480000004]
[2015,10,22,"2015-10-22",0,0.10217821248,0,0,0.103119264,0,0,0.10067340096000001,0,0,0,0,0]
[2015,10,23,"2015-10-23",0,0,0,0,0.103119264,0,0,0,0,0,0,0,0]
[2015,10,24,"2015-10-24",2.1047402879999999,3.6784160639999999,3.4999998911999999,1.002312144,0.92807337599999995,3.8092458815999999,4.6105991423999999,4.7316499487999994,3.8077868447999998,2.8523361600000001,3.4095237119999999,3.0000000672000002,1.5999999552000002]
[2015,10,25,"2015-10-25",0,0,0,0,0.103119264,0,0,0,0,0,0,0,0]
[2015,10,26,"2015-10-26",0,0.2043564336,0,0.20046242880000001,0.103119264,0,0.10023041088,0,0,0.10186915968,0,0,0.19999999872000002]
[2015,10,27,"2015-10-27",9.4212192960000003,12.670099488,14.300000064000001,12.12797664,9.5900915519999987,19.447201440000001,13.02995376,15.503704127999999,11.222951327999999,9.4738317119999991,12.334453631999999,11.600000064000001,0.79999997760000008]
[2015,10,28,"2015-10-28",0,0.2043564336,9.9999999360000008E-2,0,0,0.10024331040000001,0.10023041088,0.10067340096000001,0.30061475999999998,0.20373831936,0,9.9999999360000008E-2,3.1999999104000003]
[2015,10,29,"2015-10-29",0.50112869183999997,0,0.19999999872000002,0,0.103119264,1.0024331039999999,1.3029954624,4.228282944,0,0,1.704761856,3.4000000992000001,9.9999999360000008E-2]
[2015,10,30,"2015-10-30",0,0,0.90000002879999996,0,0,0.70170312960000003,0.50115205439999999,0.40269360384000003,0.30061475999999998,0.10186915968,0.10028010816000001,0.30000000671999999,1.9000001088]
[2015,10,31,"2015-10-31",0,0.2043564336,0,0.20046242880000001,0.103119264,0,0.30069123263999997,0.20134680192000001,0,0.20373831936,0,0,0.19999999872000002]
[2015,11,1,"2015-11-01",0.19937304576000001,0.40233461184000002,0,0.20021029632000001,0.20257879679999999,0.10050000480000001,0.49999999680000001,9.9878788800000007E-2,0.30000000671999999,0.50617284480000002,0.10191387168,0.10090439136000001,0.39999998880000004]
[2015,11,2,"2015-11-02",0,0,0,0.20021029632000001,0,0,0,0,0,0.10123456032,0,0,0]
[2015,11,3,"2015-11-03",6.4796237279999991,5.1297665472,13.999999392000001,5.6058886080000008,6.0773639039999994,15.678000576000001,10.899999360000001,15.581090880000001,6.6000000959999996,3.5432099136000001,11.822010048000001,11.906718336000001,0.90000002879999996]
[2015,11,4,"2015-11-04",2.1931034688,1.106420256,1.2000000096000001,5.1053626080000001,2.7348137567999999,1.6080000768000002,1.9999999872000001,2.1973332671999999,1.1000000448,1.8222222239999999,2.3440190400000001,2.5226099136000002,3.8000001312]
[2015,11,5,"2015-11-05",8.4733542719999999,5.833852416,4.5999999360000006,11.41198848,7.292836512,5.7285000576000007,7.2999999359999999,10.587151872,5.5999995839999999,4.7580246720000003,8.6626791359999995,11.402195903999999,3.0000000672000002]
[2015,11,6,"2015-11-06",5.2833859200000006,1.8105058656000002,1.7000000927999999,4.2044164127999997,4.963180608,1.7084999519999999,3.4999998911999999,3.8952728064,1.7000000927999999,1.7209876032,3.0574160640000003,5.3479327680000006,6.4999998720000001]
[2015,11,7,"2015-11-07",0.79749213120000007,0.50291827775999998,1.7999999711999999,0.60063094080000001,0.50644699199999998,2.9145000959999998,1.3000000176000002,4.9939394400000001,0.79999997760000008,0.30370370687999998,2.5478469216000001,3.3298447679999996,4.5999999360000006]
[2015,11,8,"2015-11-08",0,0,9.9999999360000008E-2,0,0,0,0,9.9878788800000007E-2,0,0,0,0,0.19999999872000002]
[2015,11,9,"2015-11-09",0.19937304576000001,0,9.9999999360000008E-2,0,0,0,0,9.9878788800000007E-2,9.9999999360000008E-2,0,0,0,1.3999999392]
[2015,11,10,"2015-11-10",0,0.7040856096,0,0.20021029632000001,0.10128939839999999,0.20100000960000003,0.39999998880000004,0.79903031040000005,0.19999999872000002,0.91111106880000003,0.20382774336000001,0.10090439136000001,9.9999999360000008E-2]
[2015,11,11,"2015-11-11",0,0,0,0,0.20257879679999999,0,0,0,0,0.50617284480000002,0,0,0]
[2015,11,12,"2015-11-12",0.39874608288000002,0.3017509632,9.9999999360000008E-2,1.1011566816,0.91160458560000002,0.30150000575999997,0.19999999872000002,0.69915156480000007,0.19999999872000002,0.20246912927999999,0.407655504,0.40361755680000005,2.2000000032]
[2015,11,13,"2015-11-13",1.2959247456,0.7040856096,0.70000001280000002,1.8018927359999999,1.6206304608,0.10050000480000001,0.19999999872000002,0.39951515520000003,0.19999999872000002,0.80987653440000007,0.50956940159999997,0.70633071359999999,0.79999997760000008]
[2015,11,14,"2015-11-14",7.9749213119999993,5.9344358399999999,5.2000000704000007,9.8103052799999997,9.217335168,6.0300002880000001,8.5999999103999993,9.6882428159999989,6.1999997184,5.9728397760000007,9.8856460800000008,10.494057081599999,5.4]
[2015,11,15,"2015-11-15",1.2959247456,0,0.49999999680000001,0.40042059264000002,0.10128939839999999,0.40200001920000006,0,0.79903031040000005,9.9999999360000008E-2,0,0.20382774336000001,0.80723511360000011,0]
[2015,11,16,"2015-11-16",6.2802509759999996,4.5262644480000001,2.0999999520000001,13.013669951999999,8.4070198080000011,2.5125000767999999,2.7,3.6955149696,3.3000000479999998,2.935802448,3.6688995360000001,6.0542631359999994,2.0999999520000001]
[2015,11,17,"2015-11-17",2.0934169632000001,1.9110894623999999,3.0000000672000002,3.0031546176000004,2.5322350463999999,2.9145000959999998,2.0999999520000001,3.6955149696,2.0999999520000001,1.1135802239999999,2.5478469216000001,3.7334623680000001,1.5000000767999999]
[2015,11,18,"2015-11-18",0.39874608288000002,0.3017509632,1.9999999872000001,0,0.60773639040000005,0.80400003840000012,1.9000001088,0.99878788799999996,0.49999999680000001,0.10123456032,0,0.20180877407999998,1.2000000096000001]
[2015,11,19,"2015-11-19",4.6852663679999997,3.1180934015999999,2.2000000032,5.0052574080000003,4.8618912959999996,2.4120000288000001,2.0999999520000001,2.3970910175999998,2.4000000192000002,3.3407406719999999,2.1401914176000001,2.7244183679999998,3.5999999423999998]
[2015,11,20,"2015-11-20",0.29905955136000001,0.50291827775999998,1.9999999872000001,0.40042059264000002,0.30386819520000002,2.7135000000000002,2.2000000032,2.2972120991999998,0.90000002879999996,1.1135802239999999,1.9363636224,1.7153746271999999,3.4999998911999999]
[2015,11,21,"2015-11-21",1.7943574464000001,1.106420256,0.99999999360000003,5.7059942399999999,2.7348137567999999,1.0049999616,1.3000000176000002,1.4981818752,0.79999997760000008,2.3283950687999999,1.3248804096000002,1.3117571135999999,9.8000003519999996]
[2015,11,22,"2015-11-22",0.19937304576000001,0.20116730592000001,0,0.30031546176000001,0.10128939839999999,0,9.9999999360000008E-2,0,0,0,0,0,5.8000000320000007]
[2015,11,23,"2015-11-23",6.7786835904,7.5437744256000006,4.4000000064,12.813458688000001,8.6095984320000003,5.9294998080000001,10.200000038399999,9.7881212159999986,6.70000032,6.5802468096000002,7.4397127103999994,9.7877260223999993,5.5999995839999999]
[2015,11,24,"2015-11-24",1.5949843488,1.5087548159999999,0.49999999680000001,6.306624575999999,2.7348137567999999,0.50249998080000002,0.90000002879999996,0.89890905600000004,0.70000001280000002,1.7209876032,0.71339711040000009,0.70633071359999999,0.79999997760000008]
[2015,11,25,"2015-11-25",0,0,0,0,0.10128939839999999,0,0,0.39951515520000003,0,0,0.10191387168,0.10090439136000001,7.5000003840000007]
[2015,11,26,"2015-11-26",0.19937304576000001,0,0,0,0,0,0,0.29963637504000001,0,0,0.20382774336000001,0.20180877407999998,0]
[2015,11,27,"2015-11-27",2.5918494912000001,2.916926208,1.7000000927999999,4.0042062720000002,2.5322350463999999,1.4070000672,0.99999999360000003,1.7978181120000001,1.1000000448,2.2271604479999998,0.91722490560000003,1.4126614272,4.5000001439999995]
[2015,11,28,"2015-11-28",0.29905955136000001,0,0,1.3013669952,0.91160458560000002,0.10050000480000001,9.9999999360000008E-2,0.19975757760000001,9.9999999360000008E-2,0,0,0.30271318271999997,1.2000000096000001]
[2015,11,29,"2015-11-29",1.7943574464000001,2.1122569152000001,3.8999999232000002,2.5026287040000001,2.2283667648000001,3.1154999328000001,3.0000000672000002,4.1949092160000001,1.9000001088,3.5432099136000001,2.7516745440000001,2.2198967135999998,3.4999998911999999]
[2015,11,30,"2015-11-30",0,3.5204279616000003,4.1999999040000002,0.20021029632000001,0.10128939839999999,2.1104999711999999,0.39999998880000004,0.29963637504000001,3.5999999423999998,3.0370371551999997,0.407655504,0.50452200000000003,9.1999998720000011]
[2015,12,1,"2015-12-01",0,0,0,0.19999999872000002,0,0,0,0.10027247039999999,0.19962825407999998,0.10161662976000001,0,9.9999999360000008E-2,0]
[2015,12,2,"2015-12-02",0,0,0.50249998080000002,0,0,0.20043763199999998,9.9828771840000011E-2,0.50136238655999998,0,0,9.9837394560000001E-2,0,1.1000000448]
[2015,12,3,"2015-12-03",6.0189575040000003,5.5756386719999993,2.2110000192000001,4.2999999551999997,3.3757145280000005,4.9107219840000003,5.9897262239999991,6.2168938559999996,5.7892193856,5.0808314880000003,7.5876423839999996,8.9000000640000003,3.5999999423999998]
[2015,12,4,"2015-12-04",0,0,0.10050000480000001,0,0,0,0,0,0.19962825407999998,0,0,0,0]
[2015,12,5,"2015-12-05",0,0.10137524544,0.40200001920000006,0,9.9285713280000007E-2,0.20043763199999998,9.9828771840000011E-2,0.70190737920000001,0.19962825407999998,0.10161662976000001,0.19967478912,0.30000000671999999,0]
[2015,12,6,"2015-12-06",0.80252769600000007,0.50687622720000003,0.10050000480000001,3.5999999423999998,1.290714264,0,0.89845886880000003,1.1029972608,0.49907062656000001,0.10161662976000001,9.9837394560000001E-2,1.3000000176000002,1.1000000448]
[2015,12,7,"2015-12-07",3.7116904320000002,2.2302552960000002,1.4070000672,3.7000000800000001,5.0635713600000001,2.9063456639999998,5.7900686975999998,6.0163486559999999,3.6931227263999999,1.1177828928,6.0900814656000009,8.3999998080000005,3.3000000479999998]
[2015,12,8,"2015-12-08",0.20063191968000002,0.50687622720000003,0,3.1999999104000003,1.9857142656,0.30065646528000001,0.39931508736000004,0.30081743712000003,9.9814127039999992E-2,0.81293302079999996,0.39934957824,0.39999998880000004,0.39999998880000004]
[2015,12,9,"2015-12-09",0,0,0.10050000480000001,0,9.9285713280000007E-2,0.10021881599999999,0.59897260511999995,0.10027247039999999,9.9814127039999992E-2,0,0.29951219231999998,0.30000000671999999,0]
[2015,12,10,"2015-12-10",5.9186410560000002,5.8797640800000002,5.7285000576000007,9.000000287999999,7.4464284960000002,8.1177240959999999,6.7883555519999996,9.7264302336000004,5.6894054399999998,5.5889144640000001,5.990243328,7.4000001600000003,3.8000001312]
[2015,12,11,"2015-12-11",0,0.40550097312,0,0.19999999872000002,0.19857142656000001,0.20043763199999998,0.19965754368000002,0.40108988159999998,0.39925649951999997,0.71131642559999997,0.29951219231999998,0.19999999872000002,0]
[2015,12,12,"2015-12-12",0.60189571584000001,1.317878208,1.7084999519999999,3.3000000479999998,0.89357143680000006,1.6035010559999998,0.89845886880000003,0.80217976319999995,1.297583712,1.3210161696,0.49918700735999999,0.39999998880000004,5.8000000320000007]
[2015,12,13,"2015-12-13",0,0.40550097312,0.10050000480000001,0.90000002879999996,9.9285713280000007E-2,0.10021881599999999,9.9828771840000011E-2,0.20054494079999999,0.29944238111999999,0.50808312288000002,9.9837394560000001E-2,9.9999999360000008E-2,0.99999999360000003]
[2015,12,14,"2015-12-14",1.2037914144000001,1.5206285952,3.015000144,1.3999999392,1.1914285248000001,2.4052516704000002,3.9931505280000001,2.0054495808000001,1.4972117759999999,2.5404157440000001,3.0949594560000002,2.9000000160000003,0.30000000671999999]
[2015,12,15,"2015-12-15",10.031595552000001,4.2577600319999993,3.3165000288000002,13.40000064,9.9285713280000003,3.7080961920000002,7.1876709504000003,8.122070879999999,4.0923790271999998,5.1824480831999997,7.088455584000001,8.7999998399999999,4.4000000064]
[2015,12,16,"2015-12-16",0,0,0,0,9.9285713280000007E-2,0,9.9828771840000011E-2,0,9.9814127039999992E-2,0,0,9.9999999360000008E-2,0]
[2015,12,17,"2015-12-17",1.9060030943999999,1.317878208,0.50249998080000002,1.3000000176000002,2.0850000479999999,0.70153171199999997,1.0981164384,1.403814672,0.69869891519999994,1.5242494463999998,1.2978861984000001,1.5000000767999999,0.30000000671999999]
[2015,12,18,"2015-12-18",0.20063191968000002,0,0,0,0.19857142656000001,0,0,0.30081743712000003,9.9814127039999992E-2,0,9.9837394560000001E-2,0.30000000671999999,0]
[2015,12,19,"2015-12-19",0,0,0.10050000480000001,0,0,0,0,0,0,0,0,0,0]
[2015,12,20,"2015-12-20",5.2164296351999999,4.5618858720000004,4.3215001631999996,18.700000416000002,10.822142591999999,3.3072209280000004,4.6919520000000006,5.8158043200000007,6.2882900639999999,3.5565821279999996,3.7938212351999998,6.3999996479999997,0]
[2015,12,21,"2015-12-21",4.8151657439999997,2.7371315232,2.0100000096000001,3.8999999232000002,4.2692857919999998,1.9041575904000001,2.2960616832,4.4119892160000003,2.195910864,2.0323325088000002,3.3944715359999997,5.8000000320000007,3.1999999104000003]
[2015,12,22,"2015-12-22",3.7116904320000002,4.2577600319999993,2.1104999711999999,3.0000000672000002,4.0707144,2.1045951359999999,2.7952055424000002,4.6125339839999997,3.9925649952,2.1339491904000001,3.5941463424000002,5.8000000320000007,4.8000000384000003]
[2015,12,23,"2015-12-23",0.40126383936000004,0.10137524544,0.10050000480000001,0.19999999872000002,0.49642856639999999,0.10021881599999999,0,0,0,0.10161662976000001,9.9837394560000001E-2,9.9999999360000008E-2,0]
[2015,12,24,"2015-12-24",2.7085307903999998,2.0275048224000001,1.9094999616000001,1.7000000927999999,1.290714264,2.00437632,2.1962328767999999,2.6070845760000001,1.297583712,1.4226328511999999,1.9967480639999999,2.6000000352000003,3.0999998592]
[2015,12,25,"2015-12-25",1.0031595551999999,0.60825150719999999,0.7034999904,0.70000001280000002,0.69499995839999995,1.1024069759999999,1.1979452447999999,2.1057221375999999,0.79851303359999992,0.10161662976000001,1.1980487520000001,1.5000000767999999,1.5000000767999999]
[2015,12,26,"2015-12-26",0,0,0.30150000575999997,0,0,0.10021881599999999,0,0.10027247039999999,0,0,0,0,6.2999997695999994]
[2015,12,27,"2015-12-27",0,0,0,0,0,0,0,0,0,0,0,0,2.7]
[2015,12,28,"2015-12-28",1.2037914144000001,0.50687622720000003,0.30150000575999997,0.79999997760000008,1.1914285248000001,0.40087526399999995,0.39931508736000004,1.5040871424000002,0.69869891519999994,0.10161662976000001,1.0982113920000001,1.3000000176000002,0.19999999872000002]
[2015,12,29,"2015-12-29",0.40126383936000004,0,0.60300001151999993,0,0,0.20043763199999998,1.1979452447999999,0.80217976319999995,0.39925649951999997,0,2.1964227840000001,1.9000001088,0]
[2015,12,30,"2015-12-30",8.6271721919999997,7.7045186880000003,5.3264999520000007,9.5999999039999988,8.2407144959999989,6.1133482080000006,5.7900686975999998,9.826703135999999,7.1866172160000001,5.2840646784,7.088455584000001,8.3000004480000005,3.9999999744000001]
[2015,12,31,"2015-12-31",4.8151657439999997,5.0687622719999998,3.2160001536000005,5.4999997056000005,4.3685714879999997,3.0065646527999998,3.4940066687999995,3.8103540479999998,5.8890335040000004,4.5727482528000003,3.6939836160000001,4.5000001439999995,2.2000000032]

{"sheet":"ETo","index":13,"n_rows":10959,"n_cols":15,"rows_kept":4500,"cut":true,"hidden":true,"merged":[],"bounds":{"rows_first":2000,"rows_last":500,"rows_between":2000,"halvings":0}}
[null,"Ashford","Canterbury","Dartford","Dover","Folkestone and hythe","Gravesham","Maidstone","Sevenoaks","Swale","Thanet","Tonbridge and Mailing","Tunbridge Wells","Tunstead"]
[null,"ETo (mm)","ETo (mm)","ETo (mm)","ETo (mm)","ETo (mm)","ETo (mm)","ETo (mm)","ETo (mm)","ETo (mm)","ETo (mm)","ETo (mm)","ETo (mm)","ETo (mm)","Data source: https://eip.ceh.ac.uk/chess"]
["1986-01-01",0.48992269999999999,0.46543709999999999,0.431114,0.48752064000000001,0.52904839999999997,0.48324716000000001,0.47848190000000002,0.41641699999999998,0.43954515,0.50824610000000003,0.47838890000000001,0.55036399999999996,0.33041248000000001]
["1986-01-02",0,0,0,0,0,0,0,0,0,0,0,0,0]
["1986-01-03",0.41221975999999999,0.50940525999999997,0.70855840000000003,0.24983342,0.27713852999999999,0.69779782999999995,0.60860409999999998,0.56762800000000002,0.55698829999999999,0.53297559999999999,0.58353359999999999,0.60668944999999996,1.1836774000000001]
["1986-01-04",0.5903214,0.60903759999999996,0.53358996000000003,0.58234010000000003,0.62072295,0.62732670000000001,0.59243259999999998,0.49328685,0.55670874999999997,0.70467323000000004,0.56653830000000005,0.68790759999999995,0.41333953000000001]
["1986-01-05",0,0,0,0,0,0,0,0,0,0,0,0,0]
["1986-01-06",0.18425644999999999,0.15573007,0.15314116999999999,0.15303442,0.18751404999999999,0.18913577000000001,0.19546727999999999,0.14722571000000001,0.15636541000000001,0.16397797,0.19867573999999999,0.25446390000000002,0]
["1986-01-07",0.29058539999999999,0.32123506000000002,0.28187907000000001,0.27436537,0.26267143999999998,0.28694466000000002,0.26680904999999999,0.23205329999999999,0.31045747000000001,0.36580950000000001,0.25514527999999997,0.25225829999999999,0.31627820000000001]
["1986-01-08",0,0,0,6.2020560000000001E-3,0,0,0,0,0,9.3444749999999997E-3,0,0,0.22839092999999999]
["1986-01-09",0.18900649,0.19795181000000001,0.25689968000000002,0.17096369,0.18148734999999999,0.35068166000000001,0.22383807999999999,0.22322620000000001,0.20249376999999999,0.32228115000000002,0.22825438000000001,0.3363023,0.63465170000000004]
["1986-01-10",0,0,0,0,0,0,0,0,0,0,0,0,0]
["1986-01-11",0.59824650000000001,0.62878363999999998,0.6165254,0.58249280000000003,0.62018852999999996,0.64388555000000003,0.63147410000000004,0.5270454,0.58945289999999995,0.68401690000000004,0.59392109999999998,0.66635200000000006,0.925512]
["1986-01-12",1.0659173,1.1567126999999999,1.1584068999999999,1.0134968,1.0494306,1.1878550999999999,1.1460307999999999,0.98993319999999996,1.117065,1.2353141000000001,1.0737927,1.1623956,1.4681507]
["1986-01-13",0.106542625,0.19122407999999999,0.22876920000000001,9.5599740000000002E-2,9.4728000000000007E-2,0.19629170000000001,0.15243791000000001,0.16063680999999999,0.14882329999999999,0.1940278,0.15374373,0.13537890999999999,0.29137563999999999]
["1986-01-14",1.3641757999999999,1.4286854,1.3590164,1.3954582,1.3902653,1.3603444,1.349021,1.2521913,1.4001421999999999,1.5070505999999999,1.3277205000000001,1.3366194,1.4828912000000001]
["1986-01-15",0.81710669999999996,0.78032093999999996,0.85212339999999998,0.7407743,0.79719293000000002,0.88077039999999995,0.85436230000000002,0.84003170000000005,0.81502189999999997,0.79392439999999997,0.89156259999999998,0.92991950000000001,0.55041236000000004]
["1986-01-16",0.40132814999999999,0.50541437,0.43421729999999997,0.38962977999999998,0.39263611999999998,0.49868676000000001,0.4454245,0.30124709999999999,0.45227729999999999,0.6002613,0.35880659999999998,0.46788560000000001,0.67889049999999995]
["1986-01-17",0.17592047,0.18053414000000001,0.23728042999999999,0.13542046999999999,0.16533286999999999,0.35199782000000002,0.21560431999999999,0.19573072999999999,0.18161604000000001,0.32178943999999998,0.20650925000000001,0.32866352999999998,0.45667845000000001]
["1986-01-18",0,0,0,0,0,0,0,0,0,0,0,0,0]
["1986-01-19",0.22175755,0.31171189999999999,0.47855404000000001,0.14138724,0.13384926,0.45045286000000001,0.38949235999999998,0.38540482999999998,0.4089199,0.33166565999999997,0.37468249999999997,0.34720891999999998,0.54618789999999995]
["1986-01-20",0.80120000000000002,0.89865839999999997,0.84087639999999997,0.75425947000000004,0.80834125999999995,0.85724929999999999,0.88228969999999995,0.66402835000000004,0.81239843,0.94852910000000001,0.77455339999999995,0.87433700000000003,1.1210859]
["1986-01-21",0,0,0,0,0,0,0,0,0,0,0,0,9.6804260000000003E-2]
["1986-01-22",0.62028620000000001,0.69215559999999998,0.60637649999999998,0.63904589999999994,0.61930879999999999,0.60872349999999997,0.55186120000000005,0.50544643,0.68702096000000001,0.75197195999999999,0.52384730000000002,0.51791560000000003,1.0623822000000001]
["1986-01-23",0.57589570000000001,0.59761702999999999,0.58384740000000002,0.56085810000000003,0.60338305999999997,0.58756936000000004,0.61576889999999995,0.48904955,0.54856384000000002,0.61938139999999997,0.57108294999999998,0.63071029999999995,0.69971704000000001]
["1986-01-24",1.3289489999999999,1.4262168,1.2858942,1.3298665999999999,1.3591408,1.3092505999999999,1.3483847,1.1108267999999999,1.3513067999999999,1.4990889000000001,1.2490399000000001,1.3298192,1.5386272999999999]
["1986-01-25",0.68840950000000001,0.79737880000000005,0.56669027000000005,0.7076443,0.73977300000000001,0.63761884000000002,0.70925340000000003,0.37803536999999998,0.66331289999999998,0.87652039999999998,0.5445506,0.71060939999999995,0.57882356999999995]
["1986-01-26",0,6.9295250000000003E-2,0,0,5.1439634999999997E-2,5.9551775000000001E-2,5.7073239999999997E-2,0,0,0.17397282999999999,0,0.18551867,0.16469923]
["1986-01-27",0.13821161000000001,0.16700149,0,0.21243823000000001,0.18809766,0,0,0,0.13680637000000001,0.22389263000000001,0,0,0.17247781000000001]
["1986-01-28",0.55229145000000002,0.55516049999999995,0.53990879999999997,0.47652840000000002,0.55519026999999999,0.57395934999999998,0.60964965999999998,0.47105816,0.51230454000000003,0.56792580000000004,0.56864300000000001,0.65292317,0.43756154000000003]
["1986-01-29",0.2147897,0.30772551999999997,9.1368309999999994E-2,0.38906925999999997,0.30407234999999999,9.1199790000000003E-2,9.9674979999999996E-2,3.0709535E-2,0.2328181,0.39894044000000001,5.4394957000000001E-2,3.2349984999999998E-2,0.23197708]
["1986-01-30",9.6905050000000006E-2,0.14216474000000001,5.0375639999999999E-2,0.24023737000000001,0.13150713,5.1563174000000003E-2,5.5895627000000003E-2,3.445923E-2,0.107791014,0.27508779999999999,5.6634660000000003E-2,5.3705311999999998E-2,0.41609027999999998]
["1986-01-31",0.73724126999999995,0.71065676,0.72824199999999994,0.78935909999999998,0.75690173999999999,0.73293010000000003,0.72637074999999995,0.69719964000000001,0.72668259999999996,0.7266338,0.74712440000000002,0.75006470000000003,0.67937689999999995]
["1986-02-01",0.4021439,0.40740480000000001,0.24312719999999999,0.53661685999999997,0.50741829999999999,0.24578971999999999,0.28139016,0.22693735000000001,0.35655373000000001,0.45904224999999999,0.27695712,0.26901582000000002,0.30804115999999998]
["1986-02-02",0.41353955999999997,0.38845067999999999,0.19254737,0.53682560000000001,0.52444475999999995,0.22806699999999999,0.27284323999999999,0.21513303,0.33743840000000003,0.45797470000000001,0.27788863000000003,0.29773231999999999,0.11454609]
["1986-02-03",0.16906926,0.26822582,0.18317322,0.21472912999999999,0.20431034000000001,0.19250832000000001,0.2040584,0.17322913000000001,0.24496842999999999,0.31692873999999999,0.122806236,0.1304437,0.13956726]
["1986-02-04",0.120923735,0.22430349999999999,0.15404643000000001,0.16316120000000001,0.15389612,0.16103001,0.16982322999999999,0.14488071,0.20427491,0.2663894,0.17312554999999999,0.17631330000000001,0.39662954]
["1986-02-05",0.37839970000000001,0.4123288,0.33504990000000001,0.37743005000000002,0.40175833999999999,0.397281,0.39157256000000001,0.28137642000000002,0.35841244,0.50311923000000003,0.35103585999999998,0.45197465999999997,0.41238770000000002]
["1986-02-06",0.23524880000000001,0.27126404999999998,0.24565255999999999,0.25122324000000001,0.24032675000000001,0.25369935999999998,0.22725634,0.20554095999999999,0.26222894000000002,0.33357890000000001,0.22030406,0.22347908,0.59624135]
["1986-02-07",0.35294086000000002,0.37176794000000002,0.36303896000000002,0.28126156000000002,0.28082526000000002,0.37192999999999998,0.35063475,0.32701537000000003,0.36950755000000002,0.41541106,0.35236529999999999,0.35961184000000002,0.60123470000000001]
["1986-02-08",0.2477172,0.24083234000000001,0.27712579999999998,0.21229838000000001,0.23655592,0.28842380000000001,0.28816792000000002,0.24790770000000001,0.24563287,0.25230783000000001,0.28992897000000001,0.32504553000000003,0.34539407]
["1986-02-09",3.9508707999999997E-2,6.3209539999999995E-2,0,9.6767850000000002E-2,7.7623940000000002E-2,0,1.5639431E-3,0,2.5495993000000002E-2,0.10053693499999999,0,0,0.10348681]
["1986-02-10",9.8000390000000007E-2,6.288734E-2,0.16931319,0,2.2364519999999999E-2,0.20750660000000001,0.19968021,0.12554498,0.10295596,0,0.17984267000000001,0.25827503000000002,0.28369813999999999]
["1986-02-11",0,0,0,8.2442020000000008E-3,0,0,0,0,0,8.8166565000000002E-2,0,0,0]
["1986-02-12",0.20878917,0.23574590000000001,0.17523125000000001,0.23179942000000001,0.2337649,0.18002693,0.19928525,0.15537392999999999,0.19879674999999999,0.27171529999999999,0.18967730999999999,0.20717326999999999,0.28285837000000003]
["1986-02-13",0.83864086999999998,0.86453449999999998,0.68171512999999995,0.86315189999999997,0.92463189999999995,0.71294975000000005,0.8431168,0.58521610000000002,0.73824984000000005,0.90321419999999997,0.75262459999999998,0.87225370000000002,0.58699745000000003]
["1986-02-14",0.5010116,0.53996843000000005,0.47044419999999998,0.44722390000000001,0.42956453999999999,0.49283996000000002,0.47343215,0.44047380000000003,0.51986957,0.61580639999999998,0.47533560000000002,0.49354725999999999,0.69425040000000005]
["1986-02-15",0.44479036,0.44310885999999999,0.3479854,0.45188790000000001,0.50061040000000001,0.36842266000000001,0.42323085999999999,0.32143719999999998,0.38659626000000002,0.47656705999999999,0.39896910000000002,0.45695254000000002,0.28599003000000001]
["1986-02-16",0.40080663999999999,0.38100109999999998,0.45142900000000002,0.34468483999999999,0.38596025,0.4478316,0.4423282,0.43782093999999999,0.40069245999999997,0.38314011999999997,0.47082754999999998,0.48278534000000001,0.42212555000000002]
["1986-02-17",0.58991115999999999,0.50069399999999997,0.54827199999999998,0.61448329999999995,0.62708280000000005,0.54421489999999995,0.47894245000000002,0.45371869999999997,0.49514385999999999,0.53097269999999996,0.49828264,0.49743684999999999,0.66144513999999999]
["1986-02-18",0.76574710000000001,0.76947810000000005,0.69339110000000004,0.79849130000000001,0.80471676999999997,0.72128289999999995,0.72126539999999995,0.67753370000000002,0.75182970000000005,0.83375169999999998,0.73429584999999997,0.75353276999999996,0.70258430000000005]
["1986-02-19",0.36632457000000002,0.36214366999999997,0.40664473000000001,0.32495742999999999,0.35669968000000002,0.42134345000000001,0.40602656999999998,0.37720906999999998,0.36685309999999999,0.37036908000000002,0.41076094000000002,0.44296795,0.39799459999999998]
["1986-02-20",0.27710780000000002,0.275891,0.25635538000000002,0.24496224999999999,0.28648624,0.29721389999999998,0.31307620000000003,0.21982436999999999,0.24263017000000001,0.29749989999999998,0.28274779999999999,0.36635657999999999,0.2570192]
["1986-02-21",0.21967271999999999,0.20249934,0.21158732,0.20747573999999999,0.23119519999999999,0.24183399999999999,0.23342772000000001,0.20119606000000001,0.19566128999999999,0.23135534999999999,0.23518528,0.28995781999999998,0.27150299999999999]
["1986-02-22",0.18444592000000001,0.20870237,0.21592149999999999,0.19822519999999999,0.186667,0.23724005000000001,0.19301852999999999,0.18298956999999999,0.20362359999999999,0.26532655999999999,0.18774252999999999,0.21562782,0.38858612999999997]
["1986-02-23",0.23937435000000001,0.31776369999999998,0.43519934999999998,0.17161568999999999,0.16888491999999999,0.39716091999999997,0.34387177000000002,0.33670106999999999,0.34138259999999998,0.33156064000000002,0.33084785999999999,0.30320796,0.79974849999999997]
["1986-02-24",0.71453429999999996,0.72741750000000005,0.70313899999999996,0.65989949999999997,0.71001219999999998,0.74225664000000002,0.76534040000000003,0.6412059,0.69750999999999996,0.76128229999999997,0.7335855,0.80993970000000004,0.67580854999999995]
["1986-02-25",0.72218289999999996,0.72584959999999998,0.70864059999999995,0.71651920000000002,0.73607736999999995,0.7285374,0.71528596,0.67937800000000004,0.72334270000000001,0.76807979999999998,0.72657835000000004,0.74343219999999999,0.67853830000000004]
["1986-02-26",1.1288643,1.1912155,1.1617525,1.0341737,1.0981691,1.1518592000000001,1.2241512999999999,1.0416483000000001,1.1458341000000001,1.2077084,1.1695013000000001,1.2126935000000001,1.1049559]
["1986-02-27",1.241411,1.2464196999999999,1.1321228999999999,1.2213940000000001,1.2953228000000001,1.1348617000000001,1.2567874000000001,1.0531520999999999,1.1709419999999999,1.2601168,1.212148,1.2725455999999999,0.94604900000000003]
["1986-02-28",1.2714158,1.3671579,1.2887455999999999,1.2846727,1.2608817000000001,1.2956452000000001,1.2742633999999999,1.2009285999999999,1.3463517,1.4679017999999999,1.264054,1.2604557999999999,1.5069271]
["1986-03-01",0.23490468,0.28042608000000002,0.37263200000000002,0.31804112000000001,0.31165134999999999,0.33860435999999999,0.29375436999999999,0.30294374000000002,0.29434772999999997,0.30787340000000002,0.30225056,0.2828097,0.83779939999999997]
["1986-03-02",0.88130350000000002,0.91570989999999997,0.91938540000000002,0.80522232999999999,0.86673670000000003,0.90179489999999995,0.971688,0.81970290000000001,0.87825690000000001,0.91366289999999994,0.92979310000000004,0.97089749999999997,0.97094670000000005]
["1986-03-03",0.50601083000000002,0.54118469999999996,0.52420752999999998,0.47541644999999999,0.49438784000000002,0.54526600000000003,0.57169645999999996,0.44626209999999999,0.50529500000000005,0.59298090000000003,0.52277379999999996,0.59513914999999995,0.58499604000000005]
["1986-03-04",0.23333499999999999,0.45333584999999998,0.29369806999999998,0.31415336999999999,0.26776737,0.28746762999999997,0.2915336,0.20928308000000001,0.41369042,0.51334769999999996,0.23781145000000001,0.20547254000000001,0.63446049999999998]
["1986-03-05",0,0,0,0,0,0,0,0,0,0,0,0,0.13030892999999999]
["1986-03-06",0.96083669999999999,1.0462533999999999,0.98613170000000006,0.90403429999999996,0.98272740000000003,0.96624650000000001,1.0629929,0.80514580000000002,0.93950509999999998,1.0480503999999999,0.93811789999999995,1.0145831000000001,1.1404095000000001]
["1986-03-07",0.8532632,0.94562930000000001,0.81570370000000003,0.79160129999999995,0.89837199999999995,0.84040649999999995,0.92627420000000005,0.66836715000000002,0.80539256000000004,0.94272359999999999,0.79521299999999995,0.90693239999999997,1.0164849]
["1986-03-08",0.57735234000000002,0.68571660000000001,0.66826739999999996,0.57928829999999998,0.5779495,0.67119220000000002,0.63153744000000001,0.53995300000000002,0.62650930000000005,0.73144580000000003,0.56409030000000004,0.59518519999999997,1.0126603999999999]
["1986-03-09",0.52309950000000005,0.57063039999999998,0.56476219999999999,0.52294370000000001,0.53279792999999998,0.56302375000000005,0.53671489999999999,0.49217725000000001,0.55257690000000004,0.59164329999999998,0.51009020000000005,0.50898900000000002,0.63337270000000001]
["1986-03-10",0.38536715999999999,0.3841598,0.36158252000000002,0.18864982,0.17834996,0.35331195999999998,0.36356163000000002,0.35540363000000003,0.37473506000000001,0.19514106000000001,0.36935173999999998,0.36456513000000002,0.2715477]
["1986-03-11",0.39709633999999999,0.39559763999999997,0.42540645999999999,0.12034085999999999,0.38351469999999999,0.42919190000000002,0.42126163999999999,0.42205320000000002,0.40307253999999998,0.40265374999999998,0.43383104,0.45193830000000002,0.36355864999999998]
["1986-03-12",0.40623749999999997,0.40168038,0.42501949999999999,0.40442777000000002,0.41202850000000002,0.43045889999999998,0.41666922000000001,0.41018571999999998,0.40343089999999998,0.41421599999999997,0.42579233999999999,0.4437972,4.2885989999999999E-2]
["1986-03-13",0.36341864000000002,0.35710686000000003,0.39352986000000001,0.34226683000000002,0.35647600000000002,0.38580775,0.38314965000000001,0.38689864000000002,0.36547837,0.34913936000000001,0.4008004,0.40068245000000002,0.17674677]
["1986-03-14",0.69111526000000001,0.78807839999999996,0.76456449999999998,0.65328770000000003,0.6717476,0.74669799999999997,0.75245919999999999,0.65020599999999995,0.74028740000000004,0.79330160000000005,0.68910559999999998,0.68979020000000002,1.0808958]
["1986-03-15",1.0097023000000001,1.1028062999999999,1.0197041,0.9220315,1.0305388,1.0111692999999999,1.0871891,0.8630447,0.99954670000000001,1.0543956000000001,0.96437030000000001,1.0112123,1.123138]
["1986-03-16",1.1213944,1.2238437,1.1195198,1.0970602,1.1558071000000001,1.1259079999999999,1.1659195,0.97033290000000005,1.1193926000000001,1.2365022000000001,1.0594760999999999,1.10964,1.1394256]
["1986-03-17",0.94435020000000003,0.99047240000000003,0.89604030000000001,0.94763399999999998,0.99721119999999996,0.88278049999999997,0.97013240000000001,0.7972494,0.89842339999999998,0.97609210000000002,0.88972549999999995,0.93937170000000003,0.91575830000000003]
["1986-03-18",0.78469219999999995,0.86190560000000005,0.69956373999999999,0.83209789999999995,0.82852130000000002,0.68985830000000004,0.74632189999999998,0.62932390000000005,0.78660870000000005,0.89668999999999999,0.68204200000000004,0.66784149999999998,0.70644419999999997]
["1986-03-19",0.31813734999999999,0.25749123000000002,0.78339939999999997,0.21628497999999999,0.27251310000000001,0.76152589999999998,0.70698799999999995,0.77915789999999996,0.31723552999999999,0.21565397,0.77717480000000005,0.80637859999999995,0.33410075]
["1986-03-20",0.91218390000000005,1.0212051,0.84995189999999998,1.0461882,0.98566860000000001,0.81674939999999996,0.85752240000000002,0.74192610000000003,0.93602300000000005,1.1102867000000001,0.79851629999999996,0.77589845999999996,0.96106539999999996]
["1986-03-21",1.2934030999999999,1.3788798,1.3871533,1.2352719999999999,1.2774622,1.3777992999999999,1.3773317,1.2416396999999999,1.3379829999999999,1.4136439999999999,1.3144515000000001,1.3446613999999999,1.6069203999999999]
["1986-03-22",0.51682530000000004,0.76906330000000001,0.81544640000000002,0.51705027000000003,0.50773203,0.77865459999999997,0.74050050000000001,0.71648632999999995,0.77777410000000002,0.79035940000000005,0.72567119999999996,0.69281625999999996,0.82844569999999995]
["1986-03-23",2.4903697999999999,2.6402063,2.6764853,2.4109172999999999,2.4405996999999999,2.6407278000000001,2.6107849999999999,2.4335249999999999,2.6143836999999999,2.699662,2.5334007999999999,2.5298047000000001,2.719077]
["1986-03-24",1.0544096999999999,1.0896912000000001,1.4137602,0.72146359999999998,0.86346250000000002,1.3338923,1.347515,1.3014486000000001,1.1665756,0.98257150000000004,1.3560323000000001,1.3318139,0.72709199999999996]
["1986-03-25",1.4852337,1.545139,1.5038279999999999,1.4671087,1.4872095999999999,1.5212144999999999,1.4992383,1.4061683,1.5277003,1.6157695000000001,1.4784238000000001,1.5001793000000001,1.6475584999999999]
["1986-03-26",1.3156726000000001,1.3649216,1.4414963999999999,1.2179135999999999,1.2801273,1.4139949000000001,1.4244946000000001,1.3141555,1.3602284,1.3695964,1.388393,1.3975867,1.5311098000000001]
["1986-03-27",1.2945005999999999,1.4644104,1.6844942999999999,1.1494541,1.1698557000000001,1.5857798999999999,1.5157982000000001,1.4313639,1.4818612,1.4489369999999999,1.4401942000000001,1.3877333000000001,2.1800735000000002]
["1986-03-28",1.8480766,1.9443887,1.771045,1.920453,1.9200797999999999,1.7456121,1.8008354,1.6240003000000001,1.8668464,1.9913818000000001,1.7324938000000001,1.7130768000000001,1.7654536000000001]
["1986-03-29",1.6963961999999999,1.8098221999999999,1.7796943999999999,1.6864452000000001,1.6908106000000001,1.7577156,1.7422991999999999,1.6122653,1.7742232,1.8637866000000001,1.6813844,1.6734636000000001,2.1455250000000001]
["1986-03-30",0.81003886000000003,0.76560055999999999,0.51463734999999999,0.80588232999999998,0.84666249999999998,0.54291433,0.54433160000000003,0.52200679999999999,0.54431870000000004,0.56213400000000002,0.56852292999999998,0.80853825999999995,0.77671880000000004]
["1986-03-31",0.98875539999999995,1.0087746,1.050789,0.96534779999999998,0.99981770000000003,0.99545989999999995,1.0452977000000001,0.96913959999999999,0.99093710000000002,0.98001510000000003,1.0269808,1.0028743,0.79202839999999997]
["1986-04-01",2.0198488000000001,1.9992738000000001,1.9412252000000001,1.9397186,2.0611514999999998,1.966934,2.0453484,1.858266,1.96234,1.9989813999999999,2.0094561999999998,2.0670704999999998,1.6320403999999999]
["1986-04-02",1.3057135,1.3823591,1.2072767,1.3338922,1.3859869,1.1718455999999999,1.2972745999999999,1.0954221,1.2673281000000001,1.3617256,1.2031657,1.1930459,1.2364898]
["1986-04-03",0.99175120000000005,1.0352467999999999,1.1292409000000001,0.91908619999999996,0.96808459999999996,1.08728,1.0870417000000001,1.0247447000000001,1.0334388000000001,0.96975,1.0563541999999999,1.0437984,1.1175311000000001]
["1986-04-04",1.50607,1.5596274000000001,1.4190305000000001,1.5479056,1.5737965,1.4229835,1.4798017000000001,1.3333614,1.4826425000000001,1.6021401,1.4298335,1.4557602000000001,1.3544612]
["1986-04-05",1.2543500000000001,1.3009885999999999,1.1484247000000001,1.3237996999999999,1.3492223999999999,1.1125338,1.212277,1.0647352000000001,1.2063245,1.2982883000000001,1.1535531000000001,1.1441283,1.1767867999999999]
["1986-04-06",0.94099379999999999,0.92340739999999999,0.96335490000000001,0.91422130000000001,0.94928279999999998,0.95377049999999997,0.95855500000000005,0.94763980000000003,0.93185609999999997,0.92623140000000004,0.99249030000000005,0.9972337,1.0550325]
["1986-04-07",0.79368572999999998,0.76151270000000004,0.75672715999999995,0.59426540000000005,0.61695659999999997,0.74114559999999996,0.77059160000000004,0.75935819999999998,0.76232164999999996,0.76407309999999995,0.80797459999999999,0.79588442999999998,0.33169581999999997]
["1986-04-08",0,0.19875466999999999,0.25120480000000001,0,0,0.18442652000000001,0.18280305999999999,0.18229171999999999,0.20396554,0.18010921999999999,0.1736249,0,0.35221409999999997]
["1986-04-09",1.6233991000000001,1.5500430999999999,1.9884481000000001,1.3511378000000001,1.4944246999999999,1.8904475999999999,1.8788606000000001,1.8919204000000001,1.6731503999999999,1.4459043,1.9464102000000001,1.9118459999999999,1.7305214]
["1986-04-10",1.1311021000000001,1.080956,1.6261620000000001,0.88126020000000005,0.99499320000000002,1.5113158,1.4076188000000001,1.505981,1.2244607000000001,0.98527520000000002,1.4898294000000001,1.4435996,1.748435]
["1986-04-11",1.522491,1.6209055999999999,1.6395974,1.4356943,1.4695312,1.6192428999999999,1.6245217000000001,1.5182401999999999,1.6042373000000001,1.6543245,1.5943210000000001,1.5907159,2.0304506]
["1986-04-12",0.69317090000000003,0.73875939999999995,0.75279339999999995,0.71493700000000004,0.70093536000000001,0.70394080000000003,0.70660794000000005,0.68738454999999998,0.72771019999999997,0.71665040000000002,0.69491917000000003,0.65440169999999998,0.89187810000000001]
["1986-04-13",1.2458408999999999,1.3283891999999999,1.2609885999999999,1.2504777,1.2513373999999999,1.2593333,1.2600898,1.1563596,1.29175,1.377858,1.2062215999999999,1.1995277,1.5285194]
["1986-04-14",1.1337775000000001,1.1209480000000001,1.1787455,1.1018220999999999,1.1377522,1.1561631000000001,1.1708609000000001,1.1416234999999999,1.1290210000000001,1.1056869,1.1812079,1.1661649000000001,0.89940920000000002]
["1986-04-15",1.3527175,1.3340426999999999,1.4121177,1.2549360000000001,1.3188441,1.3830594,1.4297713000000001,1.3922215,1.3516717,1.2998608,1.4573294999999999,1.445241,0.81247409999999998]
["1986-04-16",1.1899854000000001,1.2589452999999999,1.241096,1.1802942000000001,1.1718343,1.2268729,1.2201899,1.1759478000000001,1.2458731000000001,1.2980077999999999,1.2110795999999999,1.1952163,1.2813869]
["1986-04-17",1.1361467000000001,1.0973659,1.0976511,1.1074592999999999,1.1657192000000001,1.0698441999999999,1.1315054,1.0799369000000001,1.0950205,1.0172140999999999,1.1279642999999999,1.1072930999999999,1.0747287000000001]
["1986-04-18",0.9649645,0.97447609999999996,1.0266767999999999,0.94942700000000002,0.95758699999999997,1.0124774999999999,1.0054164999999999,1.0118324000000001,0.97683540000000002,0.97754099999999999,1.0349116,1.0338541999999999,0.65817899999999996]
["1986-04-19",1.2917407999999999,1.3487967999999999,1.4281569999999999,1.2239408000000001,1.2468919999999999,1.4273651999999999,1.3786966,1.3415706999999999,1.3585499999999999,1.3621938,1.3693134,1.3797328,1.609029]
["1986-04-20",1.5941377000000001,1.6804638000000001,1.4279082000000001,1.7475902000000001,1.7060968000000001,1.3807604,1.5055255000000001,1.3470552,1.5723422,1.7316689999999999,1.4439789999999999,1.3956846000000001,1.2143174000000001]
["1986-04-21",1.4059140999999999,1.3816828000000001,1.2599218999999999,1.4528932999999999,1.4742028,1.2620800999999999,1.3315424,1.2615364,1.352355,1.399025,1.3475307999999999,1.3406553999999999,0.86219179999999995]
["1986-04-22",1.7201898,1.8108906,1.8449215999999999,1.6896370000000001,1.7075596,1.780367,1.7898132,1.6999876,1.7957282000000001,1.8191074,1.7573057000000001,1.7074533000000001,2.1132512000000001]
["1986-04-23",1.6043239,1.6970719999999999,1.4876794,1.6894009999999999,1.6519408,1.5167075000000001,1.5275981000000001,1.4268779,1.6283356,1.7861686000000001,1.4926467000000001,1.504902,1.5215182]
["1986-04-24",2.1466503000000001,2.1698444000000001,2.1925213000000001,2.0459622999999998,2.1438248,2.1612756000000002,2.2361217,2.0755675,2.1501071,2.1037270000000001,2.1769636000000001,2.1605177000000002,1.8425092000000001]
["1986-04-25",2.4927706999999999,2.4983040999999999,2.2492135000000002,2.5231566000000001,2.6455803000000002,2.2228056999999999,2.4374677999999999,2.1544322999999999,2.3663470000000002,2.4217873000000001,2.3240696999999999,2.3064163,2.0230514999999998]
["1986-04-26",2.1094312999999998,2.0557593999999999,2.2653549000000002,1.9850319999999999,2.0980135999999998,2.2112373999999999,2.2486085999999998,2.1486360000000002,2.0908498999999998,1.9808171999999999,2.2306528000000001,2.2404169999999999,2.1601777000000002]
["1986-04-27",0.76003399999999999,0.69772509999999999,1.4922789000000001,0.59180600000000005,0.67574160000000005,1.5280132,1.4429864999999999,1.5330703000000001,1.2442602,0.68080854000000002,1.5476278999999999,1.62338,0.47680410000000001]
["1986-04-28",1.9107102,2.0528019999999998,2.0881948000000001,1.8048356000000001,1.8509857999999999,2.0077470000000002,2.0462177000000001,1.8941482000000001,2.024235,1.9611212,1.9509501,1.8751846999999999,2.2109508999999998]
["1986-04-29",2.6019933000000002,2.6664612000000001,2.5029325,2.6307862000000002,2.6752411999999999,2.5279395999999998,2.5904715,2.3871224,2.5761419999999999,2.736024,2.516578,2.5529776000000002,2.3597790999999999]
["1986-04-30",2.0076733,2.1028326000000002,2.0813594000000002,2.0255027000000001,2.0258555,2.0996299999999999,2.0452843000000001,1.9446002,2.0607134999999999,2.1828113,1.9944584000000001,2.0159633000000001,2.4398468000000002]
["1986-05-01",2.9953094,3.1679547000000001,2.9985409000000001,3.0757081999999998,3.0892531999999999,2.9403489999999999,3.0369434000000002,2.7416668,3.0253915999999998,3.2415911999999998,2.8719776000000001,2.8424,3.3941471999999999]
["1986-05-02",2.8681586000000001,3.0227460000000002,2.8431622999999999,2.9273348000000001,2.9235859999999998,2.8308897000000002,2.8741772000000001,2.6582403000000001,2.9152469999999999,3.0624642,2.7537677,2.743709,2.7574502999999999]
["1986-05-03",2.1779945000000001,2.3921716000000002,2.2730966000000001,2.2384534,2.1701839999999999,2.2510838999999998,2.2084362999999998,2.0772273999999999,2.3231487,2.4914947000000001,2.1134314999999999,2.0814778999999999,2.8626263000000001]
["1986-05-04",2.8944423000000001,3.0574488999999998,2.8912795,2.9552135000000002,2.9388325000000002,2.8814510000000002,2.8754852,2.6985592999999999,2.978167,3.1350875,2.7909160000000002,2.7666759999999999,3.1773275999999999]
["1986-05-05",1.8846322,1.9379774000000001,1.8843163999999999,1.9108461999999999,1.9013644000000001,1.8839927999999999,1.8889288,1.8317129999999999,1.9089668,2.0068606999999998,1.8824904,1.8766868000000001,1.6437063999999999]
["1986-05-06",1.867038,1.9924736000000001,2.0429618,1.8637843999999999,1.8429323,2.0001465999999999,1.9499572999999999,1.8886168000000001,1.971279,2.0237409999999998,1.9034734,1.874209,2.3871533999999999]
["1986-05-07",2.2334350000000001,2.3479934,2.2326902999999998,2.3017745000000001,2.2827156,2.1946384999999999,2.2170546,2.1024566,2.2838780000000001,2.3861306,2.1701655,2.1255416999999999,2.6470582]
["1986-05-08",1.8442588,1.9905094000000001,2.0484,1.8031197999999999,1.7842898,1.9841713999999999,1.943284,1.8765529999999999,1.986097,2.0105667,1.8938276000000001,1.830505,2.2750819999999998]
["1986-05-09",0.87709680000000001,0.95343710000000004,0.9861202,0.88347220000000004,0.85818000000000005,0.91733980000000004,0.91505899999999996,0.90465150000000005,0.94948319999999997,0.94885189999999997,0.90160379999999996,0.83791760000000004,1.3224902999999999]
["1986-05-10",1.3979971,1.5516094,1.6974400999999999,1.3159506000000001,1.3005697000000001,1.5940745999999999,1.5405214,1.5025200999999999,1.5752748000000001,1.5337476000000001,1.4856431000000001,1.3974236,2.2620938000000002]
["1986-05-11",2.324335,2.5243169999999999,2.5421488000000001,2.2676854,2.2285178000000001,2.5203380000000002,2.4335390000000001,2.3732120000000001,2.5169597000000001,2.6353548,2.4052886999999998,2.3783555000000001,3.2425193999999999]
["1986-05-12",1.9193180000000001,2.0395192999999998,2.0127641999999999,1.9653069999999999,1.9271792000000001,1.9615123999999999,1.9381417999999999,1.8713104,2.0091898000000001,2.0873352999999999,1.9008923,1.8512010000000001,2.4036987000000001]
["1986-05-13",2.9811618000000002,3.0348405999999999,3.0268101999999999,3.0098042,3.0559804000000002,2.9619239999999998,2.9992914000000002,2.8517692000000001,2.9909286000000002,3.0147284999999999,2.9434019999999999,2.886012,3.4052804000000001]
["1986-05-14",2.4588801999999998,2.6273548999999998,2.7970017999999999,2.2899029999999998,2.3218863000000001,2.7144572999999999,2.6665730000000001,2.5853120999999999,2.6551269999999998,2.60608,2.6212103,2.5439240000000001,3.3630616999999998]
["1986-05-15",3.1292331,3.1632210999999999,3.1325066000000001,3.063326,3.1357458,3.0983865000000002,3.1771845999999999,3.0226426000000002,3.1465385000000001,3.1589231,3.1520003999999999,3.1108305000000001,2.753368]
["1986-05-16",2.9181613999999998,3.0104584999999999,2.9467732999999998,2.9309523,2.9686650000000001,2.8587022000000002,2.9673056999999998,2.7881987000000001,2.9392787999999999,2.9674103000000001,2.8857582000000002,2.7996094,3.1997070000000001]
["1986-05-17",0.96565900000000005,1.5133215,1.294279,1.1474148,1.0724518000000001,1.2888143999999999,1.2892798999999999,0.77076,1.4358725999999999,1.6395875,0.79916640000000005,0.80519510000000005,1.4749728]
["1986-05-18",3.3860648000000002,3.5019529999999999,3.3760629,3.4613016000000001,3.4568188000000002,3.3658717,3.3676607999999999,3.2187195000000002,3.4300003000000001,3.5640996,3.3123543,3.2853257999999999,3.6336903999999999]
["1986-05-19",3.162115,3.3085835000000001,3.2493541000000001,3.1479764000000001,3.1663014999999999,3.1624447999999998,3.2406394000000001,3.0611839999999999,3.2441586999999998,3.2757358999999999,3.1426129999999999,3.04461,3.5555153000000002]
["1986-05-20",1.3001712999999999,1.4770738999999999,1.1561391000000001,1.5893035,1.424658,1.1321874000000001,1.1475455000000001,1.072352,1.3465545000000001,1.6211118,1.0786846999999999,1.0267390000000001,1.6709023000000001]
["1986-05-21",1.8333712,2.0217683000000002,2.0230329999999999,1.7742568000000001,1.7376364,1.9625094000000001,1.9296232,1.8698132000000001,2.0127313,2.0735000000000001,1.8929018,1.8230294,2.5821763999999998]
["1986-05-22",2.8002976999999998,2.9056834999999999,2.8747729999999998,2.7923695999999998,2.8139153000000001,2.8025603000000001,2.8403132000000002,2.7108690000000002,2.8706507999999999,2.8793929999999999,2.7848377000000002,2.7033184000000001,3.4315009999999999]
["1986-05-23",1.6973157999999999,1.749824,1.9898986000000001,1.6281161,1.6386185,1.9245855999999999,1.8368834999999999,1.8660816,1.7914318,1.7605822,1.8471599999999999,1.816117,2.3686774000000002]
["1986-05-24",2.9478423999999999,3.0969155000000002,3.0856626,2.9104953,2.9130134999999999,3.0101678000000001,3.0339489999999998,2.9041996000000001,3.0694412999999998,3.1056895,2.9721609999999998,2.8768535000000002,3.2149481999999998]
["1986-05-25",3.3038273,3.5653603,2.968871,3.6100256000000002,3.477144,2.997925,3.0582015999999999,2.7850136999999999,3.3712127000000001,3.7264173,2.9075321999999999,2.8497962999999999,3.5626992999999998]
["1986-05-26",2.9426676999999999,3.2265809999999999,2.9659615000000001,3.1313553000000001,3.0031569999999999,2.8969839999999998,2.8987449999999999,2.7300122,3.0967617000000001,3.3190968000000001,2.7756835999999998,2.6778278000000002,3.7388191000000002]
["1986-05-27",2.4053423,2.5553257,2.5150475999999999,2.4699201999999998,2.4167888,2.4189954,2.4356214999999999,2.3567672000000002,2.5087755,2.601416,2.3924660000000002,2.2946599000000001,3.0461556999999999]
["1986-05-28",2.3154300000000001,2.3573884999999999,2.5825109999999998,2.2252670000000001,2.2661319999999998,2.4981954000000002,2.4604115000000002,2.4492411999999999,2.3965163,2.3164102999999998,2.4652059999999998,2.4025786,3.0510679999999999]
["1986-05-29",2.6333764,2.7127967000000002,2.5871184,2.7413775999999999,2.7122226,2.5324810000000002,2.5947635,2.5033156999999999,2.641683,2.7243712000000002,2.5737581,2.5096440000000002,2.6824913000000001]
["1986-05-30",1.9203762,1.8730785999999999,1.8993454000000001,1.9401408,1.9771452,1.8828688,1.8947476000000001,1.8583246,1.8780981999999999,1.842652,1.9034418,1.8878379999999999,1.8213927999999999]
["1986-05-31",1.1606019999999999,1.2306763000000001,1.2345915999999999,1.1684137999999999,1.1458174999999999,1.1970031000000001,1.1842109000000001,1.1673370999999999,1.2243165,1.2596586000000001,1.1793525,1.1410872000000001,1.5459981]
["1986-06-01",0.50319659999999999,0.50779839999999998,0.58182509999999998,0.49395800000000001,0.49588206000000001,0.55647933000000005,0.53858930000000005,0.56264703999999999,0.51819532999999995,1.0589461,0.55305890000000002,0.54301770000000005,1.3181297000000001]
["1986-06-02",1.3495619999999999,1.3335779999999999,1.4662777,1.3122551,1.3286062000000001,1.452199,1.4134686999999999,1.4561636,1.3582525999999999,0.68376683999999999,1.4492524,1.4611753999999999,0.71453299999999997]
["1986-06-03",0.85184740000000003,0.87181850000000005,1.0347492,0.7861146,0.80205170000000003,0.92095680000000002,0.94858200000000004,0.98937370000000002,0.90433750000000002,0.78818922999999996,0.97013340000000003,0.88141080000000005,1.2568239999999999]
["1986-06-04",2.6908348000000002,2.7008011000000001,2.8520508000000002,2.6012213000000002,2.6570307999999998,2.8200425999999998,2.7865571999999998,2.7560277000000002,2.7395166999999998,2.7069645000000002,2.8127439999999999,2.7941495999999999,2.8567467]
["1986-06-05",2.5872278,2.6300200999999999,2.5910592000000001,2.6305253999999998,2.6322128999999999,2.5805438000000001,2.5769837,2.5117307000000002,2.6077642000000001,2.6706370000000001,2.5778850000000002,2.5549035,2.3428197000000002]
["1986-06-06",2.0377486,2.0692238999999999,2.2097096000000001,2.045976,2.0454880000000002,2.1705975999999998,2.0923745999999999,2.0761813999999998,2.0953906,2.0954845,2.0900127999999998,2.0730719999999998,1.7873408]
["1986-06-07",3.2571053999999999,3.2722535000000001,3.3029894999999998,3.2008212,3.2641556,3.3164449999999999,3.2775617000000001,3.1623459999999999,3.2983603000000001,3.2774497999999999,3.243201,3.2290614,3.0448165]
["1986-06-08",2.8465406999999998,2.9927378,2.9809008000000001,2.9026684999999999,2.8487179999999999,3.0062766000000001,2.8730736000000001,2.7971252999999998,2.9697350999999998,3.1546457000000001,2.8309093000000001,2.8587120000000001,3.3382895000000001]
["1986-06-09",2.078166,2.1791231999999998,1.9521662,2.2140909999999998,2.158048,1.9312174,1.9697464,1.8616652,2.1085365,2.2168025999999998,1.9224935000000001,1.8754267,2.6647295999999998]
["1986-06-10",2.0515919,2.1873455000000002,2.4016294,1.9837389999999999,1.9562082000000001,2.3060317000000001,2.2233201999999999,2.2404077,2.2196631,2.228961,2.2204008000000002,2.1447449999999999,2.7374027000000001]
["1986-06-11",1.9425037999999999,1.9172596,2.1746460999999999,1.8340396000000001,1.894423,2.0918511999999998,2.0799294000000002,2.1332344999999999,1.9709657,1.8528726,2.140641,2.0954670000000002,2.5040749999999998]
["1986-06-12",2.9538804999999999,2.9510038000000001,3.0506937999999999,2.832767,2.9085855,3.0002165000000001,3.0613934999999999,3.016108,2.9782639999999998,2.8925467,3.0787040000000001,2.9880022999999998,2.8106658000000002]
["1986-06-13",3.5025780000000002,3.650134,3.5872280000000001,3.5003039999999999,3.4841327999999998,3.58799,3.573207,3.4652772000000001,3.608028,3.6587247999999999,3.5188997,3.4685383000000001,3.6921077000000002]
["1986-06-14",3.8729383999999998,3.9205945,4.2542952999999999,3.5227156000000002,3.6722864999999998,4.2344146,4.1658850000000003,4.1132964999999997,4.0273776000000003,3.7962332000000001,4.1651115000000001,4.1220039999999996,4.0358232999999997]
["1986-06-15",4.1782794000000001,4.273911,4.3832417000000001,4.1405950000000002,4.1597119999999999,4.3077974000000001,4.3079749999999999,4.2441800000000001,4.2652954999999997,4.2774749999999999,4.3034716,4.2222629999999999,4.1454816000000001]
["1986-06-16",4.0796995000000003,4.1439075000000001,4.243252,4.0188025999999999,4.0599036000000002,4.2029389999999998,4.200685,4.1330549999999997,4.1419934999999999,4.0932684000000004,4.1749853999999997,4.1003556000000003,4.2743640000000003]
["1986-06-17",3.3204373999999999,3.5727000000000002,3.2977232999999999,3.5303239999999998,3.3935175000000002,3.2729807000000002,3.2415357,3.0808472999999998,3.4612007,3.688472,3.1089099999999998,3.0260468,4.1166720000000003]
["1986-06-18",3.7919488000000001,3.8069920000000002,3.8712776,3.7739148,3.8153255000000001,3.8675915999999999,3.8557389999999998,3.7747470000000001,3.8081619999999998,3.8176331999999999,3.8439372000000001,3.7924150999999999,2.5601060000000002]
["1986-06-19",3.512934,3.5867564999999999,3.8390317,3.3045225,3.375111,3.7535908,3.7412157000000001,3.7042255000000002,3.6541052000000001,3.5379417000000002,3.7435399999999999,3.6455095000000002,3.2924699999999998]
["1986-06-20",2.7394166000000002,2.6560807,2.9250326000000002,2.5441945000000001,2.6633700999999999,2.8932642999999998,2.8851304,2.9226136,2.7438357,2.5955979999999998,2.9803920000000002,2.9642377,2.1894493000000002]
["1986-06-21",3.0476359999999998,3.1014149999999998,3.7672336,2.5803177000000002,2.7196858000000002,3.6534339999999998,3.5132314999999998,3.5991599999999999,3.2946491,3.0035593999999999,3.5813495999999998,3.5063984000000001,2.7377919999999998]
["1986-06-22",1.2382416000000001,1.4255234000000001,1.5850753,0.51019579999999998,0.51107585,1.5205881999999999,1.442815,1.4761833,1.4563113000000001,1.4382404,1.4287057000000001,1.3717805000000001,2.0022446999999999]
["1986-06-23",1.5711246000000001,1.7078127999999999,1.8412949999999999,1.4832479000000001,1.4578696,1.8150162000000001,1.7095304,1.7140799,1.7328307999999999,1.7544378,1.6852787,1.6772450999999999,2.619929]
["1986-06-24",3.3102057,3.3574902999999998,2.9735026000000002,3.5056071000000002,3.4671439999999998,3.0402822,3.1025716999999999,2.9435202999999999,3.2508100999999998,3.4705720000000002,3.0616192999999998,3.0684197000000002,3.1402640000000002]
["1986-06-25",4.0129986000000004,4.1460489999999997,3.8104684,4.1507160000000001,4.1057787000000001,3.86233,3.9055371000000001,3.7343799999999998,4.0384617,4.2577185999999996,3.8433763999999999,3.8164828000000002,4.0107793999999997]
["1986-06-26",4.0764164999999997,4.0883050000000001,4.0997979999999998,4.1096396000000004,4.1406150000000004,4.0889915999999999,4.0843606000000001,4.0173610000000002,4.0698340000000002,4.0840453999999999,4.0900020000000001,4.0804910000000003,3.7508010000000001]
["1986-06-27",4.8909893000000002,4.8125423999999999,4.7955712999999998,4.8748164000000003,4.9688249999999998,4.8539960000000004,4.8821864000000001,4.7891079999999997,4.8082760000000002,4.8211575,4.9150159999999996,4.9571833999999999,3.8990247]
["1986-06-28",4.7988989999999996,4.8597099999999998,5.0036816999999996,4.6075033999999997,4.7019229999999999,5.0250190000000003,4.9588939999999999,4.8494630000000001,4.9098077,4.8526315999999996,4.9239883000000004,4.907565,4.7581863000000002]
["1986-06-29",5.0070195000000002,5.1313032999999999,4.8773394000000003,5.0945790000000004,5.0815460000000003,4.9905906,4.9148282999999999,4.7042909999999996,5.0610949999999999,5.2601366000000001,4.8185900000000004,4.8664630000000004,4.5632763000000001]
["1986-06-30",4.3015002999999998,4.3607480000000001,4.0803370000000001,4.3797091999999997,4.3848715,4.1390940000000001,4.2045450000000004,4.0361985999999996,4.2824426000000004,4.4188270000000003,4.160018,4.1471210000000003,3.3780391000000001]
["1986-07-01",4.1348763000000002,4.2583120000000001,4.1766610000000002,4.0638880000000004,4.0773343999999998,4.2448230000000002,4.2185183000000004,4.0969819999999997,4.2274932999999999,4.347823,4.1807694,4.170147,3.1898490000000002]
["1986-07-02",3.8939043999999998,4.0613520000000003,4.1249875999999999,3.7895335999999999,3.7951079999999999,4.1839659999999999,4.0469613000000004,3.9337787999999998,4.0647159999999998,4.1515392999999996,3.9641403999999998,3.9855103000000001,3.7855791999999999]
["1986-07-03",4.1941695000000001,4.2420299999999997,4.4267279999999998,4.0414776999999997,4.1292876999999999,4.4273924999999998,4.3586159999999996,4.2649119999999998,4.2838649999999996,4.2215340000000001,4.3233050000000004,4.2887464,4.4959334999999996]
["1986-07-04",2.9156436999999999,3.070417,2.8069153,3.0169160000000002,2.948493,2.8431597000000002,2.8384683000000002,2.7076283000000001,2.993582,3.177359,2.7755177,2.7441567999999998,2.6347132000000002]
["1986-07-05",1.2620536,1.3860117999999999,1.4102821000000001,0.71694579999999997,0.66580605999999998,1.3771399,1.3351378,1.3389392,1.3788722,1.4406402,1.3188747000000001,1.2821646,1.6060821000000001]
["1986-07-06",2.5810906999999998,2.5949719999999998,2.8812186999999998,2.3893092,2.4619616999999998,2.8728926000000001,2.7770157000000002,2.8001192000000001,2.6735654000000002,2.5871681999999998,2.8105074999999999,2.8269462999999999,3.0786636000000001]
["1986-07-07",2.3311484,2.4417577000000001,2.8384795,2.1399238,2.168755,2.7931515999999998,2.5992991999999999,2.6398429999999999,2.5284990999999999,2.4921527000000001,2.5974306999999999,2.5867325999999999,3.7047167000000001]
["1986-07-08",2.3540844999999999,2.4347297999999999,2.5061154000000001,2.337863,2.3248886999999998,2.5499860000000001,2.4267566,2.4077248999999998,2.4393332000000001,2.5444422000000002,2.4182990000000002,2.4547340000000002,3.1918034999999998]
["1986-07-09",2.3426168000000001,2.3231041000000001,2.5235889999999999,2.2525213000000002,2.3081043000000001,2.4875767,2.4538262,2.4654745999999998,2.3690840999999998,2.3046517,2.4870138000000002,2.4575795999999999,2.3501517999999999]
["1986-07-10",3.1969967000000001,3.2336000999999999,3.2422702000000001,3.1724944000000002,3.1999050000000002,3.2857623,3.2169821000000001,3.1266167,3.2383305999999998,3.2647374,3.1829738999999999,3.2065206000000002,2.5703355999999999]
["1986-07-11",2.4866738000000002,2.6889439999999998,2.5233816999999998,2.6006339999999999,2.5027415999999998,2.5983054999999999,2.4530025000000002,2.3377976,2.6224004999999999,2.8406142999999999,2.3486560000000001,2.3948513999999999,2.9164018999999999]
["1986-07-12",2.0621529999999999,1.9420588000000001,1.6795528,2.2516891999999999,2.2634666000000001,1.7991142,1.8330503,1.7645637999999999,1.8764524,2.0740989999999999,1.8589722,1.9686961999999999,0.84620989999999996]
["1986-07-13",2.2299894999999998,2.2341218,2.2815400000000001,2.2022119999999998,2.2229595,2.3898100000000002,2.2650806999999999,2.2566410000000001,2.2430873,2.3618003999999999,2.2816713000000002,2.3992393000000001,2.3494348999999999]
["1986-07-14",2.1794886999999998,2.2151700000000001,2.3379292,2.1252840000000002,2.1471193,2.3651884000000001,2.2537834999999999,2.2349793999999998,2.2424805000000001,2.2225993000000002,2.2296149999999999,2.2713253,2.8922129000000001]
["1986-07-15",3.2643871,3.3789885000000002,3.4334747999999999,3.2008079999999999,3.2107093,3.4187107000000001,3.3872928999999998,3.3134334000000001,3.3646729999999998,3.3547682999999999,3.3350463000000001,3.2968955000000002,3.5925280000000002]
["1986-07-16",4.0208874000000003,4.1894939999999998,4.2252364,4.0208000000000004,4.0202723000000002,4.1819252999999996,4.1233826000000002,3.9518819999999999,4.1539773999999996,4.2028521999999997,3.9901122999999998,3.9187713,4.5962633999999998]
["1986-07-17",4.3393072999999998,4.4514564999999999,4.5208630000000003,4.1830572999999998,4.2626590000000002,4.5886180000000003,4.4933719999999999,4.3337884000000004,4.460153,4.5446366999999999,4.4319579999999998,4.4826589999999999,5.0256876999999998]
["1986-07-18",2.9809386999999998,3.1724171999999999,2.7904482000000002,3.1871833999999999,3.075672,2.9112897000000002,2.8416667000000002,2.6750555,3.0452769000000002,3.4426076000000001,2.7588762999999998,2.8380895000000002,3.0166105999999999]
["1986-07-19",2.2199301999999999,2.2912979999999998,2.3411119999999999,2.1984314999999999,2.190083,2.4282756000000001,2.2851995999999999,2.268195,2.28891,2.4204325999999998,2.2857696999999999,2.3829305000000001,2.7647195]
["1986-07-20",1.9753318,1.9955259999999999,2.2562685,1.8234676000000001,1.8767936999999999,2.2430823000000002,2.1384506000000001,2.1611269000000002,2.0655960000000002,2.0187594999999998,2.1549623000000002,2.1666729999999998,2.4513769999999999]
["1986-07-21",2.5939492999999998,2.6166420000000001,2.3932169999999999,2.6807702,2.6728127000000002,2.5023810000000002,2.4882545,2.3835980000000001,2.5535679999999998,2.7677965000000002,2.4672486999999999,2.527984,2.2002524999999999]
["1986-07-22",2.2005935000000001,2.2212092999999999,2.6239333,1.9174549999999999,2.0055740000000002,2.6548096999999999,2.4926102000000001,2.5511746,2.3291146999999999,2.2498214000000001,2.5385450000000001,2.6110125000000002,2.7973135]
["1986-07-23",2.6423192000000002,2.7169256000000002,2.5371429999999999,2.7511426999999999,2.7176616,2.5680472999999999,2.5757395999999999,2.4758754000000001,2.6446890000000001,2.8332174000000001,2.5547898,2.5735679,2.4115044999999999]
["1986-07-24",3.3282535000000002,3.3778784000000002,3.5414859999999999,3.1720383000000001,3.2613373000000001,3.506046,3.4962008,3.3844175000000001,3.4062570000000001,3.3394927999999999,3.4648715999999999,3.4241736,2.8454039999999998]
["1986-07-25",2.1043180000000001,2.1259079999999999,2.2407167000000001,2.012724,2.0519150000000002,2.228497,2.1895484999999999,2.1732154000000001,2.157044,2.1272506999999998,2.1949364999999998,2.1899166000000001,2.1068039999999999]
["1986-07-26",2.1362123,2.1633624999999999,2.6042163,1.8221742000000001,1.9197010000000001,2.5903363000000001,2.436706,2.4969459999999999,2.2907194999999998,2.1082847,2.4682046999999998,2.4806629999999998,2.107701]
["1986-07-27",2.6801955999999998,3.0163959999999999,2.9765062000000002,2.7098390000000001,2.5898341999999999,2.9317943999999998,2.8006945000000001,2.6797309999999999,2.9589547999999999,3.1913602000000001,2.6724138000000002,2.6145558000000002,4.0891093999999999]
["1986-07-28",1.8811439999999999,2.0214523999999998,1.9404786000000001,1.9593506000000001,1.8844196,1.982909,1.8696797999999999,1.8135380000000001,1.9831352,2.1876604999999998,1.8123342,1.8385533999999999,2.247611]
["1986-07-29",3.1976844999999998,3.3381780000000001,3.1899703000000001,3.2162373,3.2014341000000002,3.198645,3.2024810000000001,3.0447285000000002,3.2839353,3.4088695000000002,3.1225079999999998,3.1005368,2.9625010000000001]
["1986-07-30",2.7465576999999999,2.843693,2.2671044,3.0019140000000002,2.9401188,2.3874499999999999,2.4707968,2.2482251999999998,2.6734988999999998,3.033849,2.3866740000000002,2.4203229999999998,2.0058954]
["1986-07-31",2.6459169999999999,2.7298857999999999,2.7003064000000001,2.5922290000000001,2.6127410000000002,2.7079906,2.6913333000000002,2.6000252000000001,2.7196783999999998,2.769549,2.6624048,2.6556579999999999,2.8580074]
["1986-08-01",2.8646283000000001,2.9956632000000001,2.8498920000000001,2.8712745000000002,2.8839025,2.8428656999999999,2.8667039999999999,2.6807723000000001,2.9347667999999998,3.0497909000000001,2.7736447000000002,2.7453439999999998,3.5135695999999998]
["1986-08-02",4.2367999999999997,4.4400753999999996,4.6520314000000003,4.0234566000000003,4.0742282999999997,4.6480074,4.4904070000000003,4.3400325999999998,4.4825480000000004,4.536492,4.4067664000000004,4.4072456000000004,5.1882276999999997]
["1986-08-03",1.2060394999999999,1.4025283,1.3918991999999999,1.2267840000000001,1.1491373,1.3552858000000001,1.2692600000000001,1.2287583,1.3798876,1.4932452000000001,1.2037705999999999,1.1450526999999999,2.405589]
["1986-08-04",2.4155087000000002,2.4243456999999999,2.3820899,2.3923714,2.4355836000000002,2.4563055,2.4187455,2.3257601000000001,2.4071653,2.4782841000000002,2.3939123000000002,2.4565244000000002,2.0523117000000002]
["1986-08-05",3.1997735999999999,3.272246,3.1857133000000002,3.1719750000000002,3.2441876000000001,3.1773020999999999,3.2416372,3.0256240000000001,3.2053086999999998,3.2856836,3.1517545999999999,3.1478299999999999,3.319509]
["1986-08-06",3.8148464999999998,3.9752182999999999,4.0042577000000001,3.6792817000000002,3.7342217,4.0423821999999996,3.9580082999999999,3.7734510000000001,3.9653556000000001,4.0611115,3.8692937000000001,3.8949647000000001,4.0696215999999996]
["1986-08-07",2.3322642,2.4131532,2.6339304000000001,2.1505377000000001,2.1981753999999998,2.62297,2.5138294999999999,2.4937968000000001,2.4807104999999998,2.4384885000000001,2.5103971999999999,2.5076584999999998,2.7863560000000001]
["1986-08-08",2.5677523999999998,2.4700533999999998,2.5593004000000001,2.4904394000000001,2.6087872999999999,2.6051023,2.6074213999999998,2.5277666999999999,2.4892544999999999,2.4772574999999999,2.6197286000000002,2.6721007999999999,2.1710495999999999]
["1986-08-09",2.5201373,2.4738194999999998,2.4624640000000002,2.4547482,2.5497317000000002,2.5602214000000001,2.5469279999999999,2.4297409999999999,2.4613934,2.5112681000000001,2.5276322000000002,2.6241682000000002,2.0420074000000001]
["1986-08-10",2.3748512000000002,2.4241285000000001,2.0832381,2.4802624999999998,2.4691624999999999,2.1699397999999999,2.2395475,2.1136922999999999,2.312405,2.5022696999999998,2.2179682000000001,2.2803125,1.3376642000000001]
["1986-08-11",1.8526902000000001,1.7582506,1.6881322000000001,1.8003068,1.8826518000000001,1.7426501999999999,1.8141986000000001,1.7667413999999999,1.7593048,1.7579222000000001,1.8534906,1.9009672,1.3736961000000001]
["1986-08-12",1.8326266,2.0320895000000001,1.7168540000000001,1.9983538000000001,1.8775434,1.8370379999999999,1.7362962,1.6345807000000001,1.9195040000000001,2.261396,1.6671908,1.7523470000000001,2.2739522000000001]
["1986-08-13",2.0851280000000001,2.1666159999999999,2.1305040000000002,2.0382123000000001,2.0605601999999998,2.1910107000000001,2.1303445999999999,2.0417879999999999,2.1408296,2.2031662000000001,2.0853989999999998,2.1321656999999998,2.2021297999999998]
["1986-08-14",1.6084057,1.8403571999999999,1.8019398,1.6655977,1.5537605999999999,1.8096076000000001,1.674952,1.638252,1.7963188000000001,2.0101588000000001,1.6072204000000001,1.6025665,2.3749980000000002]
["1986-08-15",3.3068914,3.434186,3.5667059999999999,3.1052496000000001,3.2172111999999999,3.5435660000000002,3.5295464999999999,3.3139957999999998,3.419829,3.419756,3.4253043999999999,3.4426831999999998,4.0556200000000002]
["1986-08-16",2.8180198999999999,2.9775228999999999,2.9026709999999998,2.7554425999999999,2.8048734999999998,2.8664863,2.9340380000000001,2.6981584999999999,2.8920197000000001,2.9980867,2.8193644999999998,2.810667,3.5932051999999999]
["1986-08-17",1.6934572000000001,1.6813676,1.7903910000000001,1.6623068000000001,1.6987846,1.8694599999999999,1.740618,1.7206315999999999,1.6994533999999999,1.7851558000000001,1.7356616,1.837744,2.0444689]
["1986-08-18",1.6069009999999999,1.6969962000000001,1.5559689999999999,1.1123462,1.0866456,1.6891894000000001,1.5836828999999999,1.516106,1.6724561,1.8713515999999999,1.5549188,1.6584071,1.8974112000000001]
["1986-08-19",1.5902639999999999,1.5221397999999999,1.7646907999999999,1.4548619,1.5374931000000001,1.8055072000000001,1.7154332000000001,1.7421408,1.5895075000000001,1.5200818,1.7593730000000001,1.8364822000000001,1.4598047999999999]
["1986-08-20",2.6652269999999998,2.766276,2.6228509999999998,2.6494144999999998,2.7001762,2.6939109999999999,2.7310542999999998,2.4710565,2.6594145,2.8719541999999998,2.6114812000000001,2.7307532000000001,2.3790886000000002]
["1986-08-21",1.1126708999999999,1.1581842,1.1539063000000001,1.1177324,1.1010257999999999,1.207095,1.1278435,1.1216075000000001,1.1513800999999999,1.2452421,1.1274724,1.1779980999999999,1.3172432999999999]
["1986-08-22",2.4024915999999998,2.4022722000000001,1.8914032000000001,2.6058788000000002,2.6253188000000001,1.9956923,2.1540374999999998,1.9254175,2.2292651999999999,2.5081609999999999,2.0876389,2.1575950000000002,1.0939110000000001]
["1986-08-23",2.1850393000000001,2.3441432,2.3270512000000001,2.0714160000000001,2.0935218,2.3948849999999999,2.3138847,2.1677556,2.3156042000000001,2.4502190000000001,2.2319243000000002,2.3121312000000001,2.7264187]
["1986-08-24",2.4449459999999998,2.5885145999999999,2.5017667000000001,2.3761236999999999,2.4153370000000001,2.5527500000000001,2.5573882999999999,2.3462808000000002,2.5051296000000001,2.6883645,2.45682,2.5387029999999999,2.3139379999999998]
["1986-08-25",1.0046005,1.1752305000000001,1.1840284000000001,0.99685400000000002,0.57035977000000004,1.1517637999999999,1.0818042000000001,1.0593024,1.1603855999999999,1.2567953000000001,1.0436852999999999,1.0051395999999999,1.6475333999999999]
["1986-08-26",1.5143856,1.4949730000000001,1.3859551000000001,1.1756443000000001,1.2209954999999999,1.4272856,1.4611902999999999,1.4032792999999999,1.4932966999999999,1.5156887000000001,1.4791776000000001,1.4923028,0.72497590000000001]
["1986-08-27",2.7535826999999999,2.774124,2.5932347999999998,2.7885887999999999,2.8433212999999999,2.6533725000000001,2.7018113000000001,2.517083,2.7021226999999999,2.8523046999999999,2.6624078999999998,2.7275342999999999,1.9658571]
["1986-08-28",1.3639885,1.4166913000000001,1.5508040999999999,1.3047171,1.3285855,1.5506792,1.4616815000000001,1.4287761000000001,1.4343497000000001,1.4176522,1.4363862999999999,1.4527127,1.6242574000000001]
["1986-08-29",1.9521204999999999,2.0166564,1.8909004,1.9286791999999999,1.9862249999999999,1.8769848,1.9834445999999999,1.7760693999999999,1.9353378000000001,2.0050933,1.8981258000000001,1.9107562,1.5716424]
["1986-08-30",1.2370154,1.2572334000000001,1.3193492,1.1969683,1.2114031000000001,1.3694109000000001,1.2808051,1.2737992,1.2760772,1.3189696,1.291234,1.3504351000000001,1.0800672]
["1986-08-31",2.3187304000000002,2.3723483000000001,2.2115874,2.3173702,2.4099447999999999,2.2846837,2.331045,2.0615283999999998,2.2567460000000001,2.4342874999999999,2.2114799999999999,2.3381729999999998,2.2503739999999999]
["1986-09-01",1.5792630999999999,1.2420591999999999,1.2285356999999999,1.553104,1.5841988,1.3084639,1.2239989,1.1804976,1.2531407999999999,1.3353328,1.2233252999999999,1.2926286,1.7866876]
["1986-09-02",2.9183124999999999,3.0383222000000001,2.8881502000000001,2.888557,2.9608462000000002,2.9258489999999999,2.9638233,2.683081,2.9281342000000001,3.1040334999999999,2.8317359999999998,2.8966097999999998,2.5862677000000001]
["1986-09-03",2.0501429999999998,2.1010040000000001,2.2169577999999999,1.9421355,1.989363,2.2171257,2.1786374999999998,2.1157553,2.1150593999999998,2.1351475999999998,2.1782632,2.209813,1.8716337999999999]
["1986-09-04",2.0417540000000001,2.1244230000000002,2.0038719999999999,1.9779134,2.0821432999999998,2.0134365999999999,2.1410604000000002,1.8302022,2.0010840000000001,2.1481094000000001,2.0008526,2.0878782,1.8860614]
["1986-09-05",1.7668808,1.8925080000000001,1.7218450999999999,1.7337278,1.795566,1.7034039999999999,1.8319006,1.565839,1.7637350000000001,1.8993506,1.6993134000000001,1.7201626999999999,2.0248544000000002]
["1986-09-06",1.2625386999999999,1.3024211000000001,1.4201706999999999,1.1990931,1.2212281,1.459883,1.3401042999999999,1.3075593000000001,1.3315569,1.3787335000000001,1.3170156,1.3722753999999999,1.7555228]
["1986-09-07",2.1453593,2.2530147999999999,2.1169156999999998,2.0948519999999999,2.1938114,2.1125698000000002,2.243776,1.8948524,2.1194736999999999,2.2806096,2.0779035000000001,2.1538582000000002,2.2571857]
["1986-09-08",1.2653437999999999,1.3392637000000001,1.2790964,1.2921745,1.2937881,1.2875266000000001,1.2792405,1.1846468000000001,1.2829725000000001,1.388107,1.229136,1.2592099999999999,1.4353069000000001]
["1986-09-09",1.6026688,1.6205893,1.5555546,1.5547937000000001,1.6535416000000001,1.5278162,1.6879588000000001,1.4283421999999999,1.5288165,1.6059113,1.5856421000000001,1.6452149,1.4887980999999999]
["1986-09-10",1.3020642,1.3228279999999999,1.2943658,1.2881381999999999,1.3343482,1.3675902,1.3320122999999999,1.2140268000000001,1.2787501999999999,1.3847921999999999,1.2811148000000001,1.3866019999999999,1.1282686]
["1986-09-11",1.1519927999999999,1.1869464000000001,1.1021171000000001,1.1745144000000001,1.1861493999999999,1.1574295000000001,1.1398566999999999,1.0749974,1.1384475999999999,1.2496373999999999,1.1245309000000001,1.1769080999999999,0.9800913]
["1986-09-12",1.7781572000000001,1.8630137,1.8306963000000001,1.7291132,1.7584310000000001,1.8664588,1.855685,1.7099797000000001,1.8190408,1.951862,1.8010402000000001,1.8659425999999999,1.9974635999999999]
["1986-09-13",1.6612260000000001,1.8049687999999999,1.3885664,1.9243253,1.8061266,1.4709038000000001,1.4590974000000001,1.2999788999999999,1.6673129,2.0512177999999999,1.3791264000000001,1.4269114000000001,1.5472374]
["1986-09-14",0.84124719999999997,0.88301980000000002,1.1052656000000001,0.37726554000000001,0.73783449999999995,1.0929614999999999,0.99928329999999999,1.0186652,0.94277489999999997,0.88926769999999999,1.0046390999999999,1.0149596999999999,1.2318081999999999]
["1986-09-15",0.69481360000000003,0.75401925999999997,0.6261196,1.0750784,1.0293329,0.68431556000000004,0.64073880000000005,0.59431540000000005,0.71645062999999998,0.87341919999999995,0.62413799999999997,0.65977790000000003,0.62314800000000004]
["1986-09-16",1.3303914999999999,1.4435309999999999,1.4452559,1.2928473,1.2769504,1.4576682999999999,1.4065855,1.3400137000000001,1.4265794000000001,1.532254,1.3798212000000001,1.4010148,1.6108567]
["1986-09-17",0.91233030000000004,1.0026238000000001,1.0095664,0.64635354,0.61083704000000005,1.0141115000000001,0.95352190000000003,0.93061660000000002,0.98968780000000001,1.1014583,0.94123579999999996,0.95167089999999999,1.4146464000000001]
["1986-09-18",1.5404078999999999,1.6580079000000001,1.5196153999999999,1.5221769000000001,1.5712869,1.5017655999999999,1.6200399000000001,1.3466978999999999,1.5357145000000001,1.6903177,1.4956725,1.5472239000000001,1.6209859]
["1986-09-19",1.3803409,1.4139706000000001,1.2989238999999999,1.3776691999999999,1.4533871,1.3070782000000001,1.4297207999999999,1.1613293,1.3024849999999999,1.4418951,1.3154442,1.410172,1.4336551]
["1986-09-20",1.4032249999999999,1.5042682000000001,1.4351244000000001,1.2762274,1.4210205,1.4407222,1.5799763,1.1953574,1.354552,1.4324163999999999,1.3842148000000001,1.5082443999999999,1.7636541999999999]
["1986-09-21",1.5409583,1.6920472,1.5606070000000001,1.4587650000000001,1.5514258000000001,1.6118177,1.6758065,1.3181947000000001,1.54237,1.7675145999999999,1.4849692999999999,1.6298302,2.3106594]
["1986-09-22",1.302557,1.4354244,1.3826145000000001,1.2256374000000001,1.2950060000000001,1.4150692,1.4306802000000001,1.1852324999999999,1.3256106000000001,1.471263,1.2913911,1.3972484999999999,1.7199694000000001]
["1986-09-23",0.86692519999999995,0.98144169999999997,1.1005366000000001,0.74501410000000001,0.75569790000000003,1.1375021000000001,1.041803,0.9497582,0.98056279999999996,1.0340881,0.97026000000000001,1.0431212000000001,1.4872609999999999]
["1986-09-24",0.94197339999999996,0.69749519999999998,0.75170004000000001,0.92715340000000002,0.93403159999999996,0.78055006000000005,0.95922339999999995,0.93246910000000005,0.71316800000000002,0.76188849999999997,0.943716,0.95455619999999997,1.3115226]
["1986-09-25",1.7436632000000001,1.7922541999999999,1.5356217999999999,1.7836164999999999,1.8378285999999999,1.6433177999999999,1.6996804000000001,1.4387171000000001,1.6734169000000001,1.931897,1.6008297,1.7468556,1.5478181]
["1986-09-26",1.1067134000000001,1.1939063999999999,1.0691417000000001,1.0290516999999999,1.126539,1.0732161,1.2224921,0.89701589999999998,1.0576346000000001,1.1784154,1.0594827,1.1523671,1.1904474]
["1986-09-27",1.0370964,1.1100383,1.0718023000000001,0.94530780000000003,1.0253435,1.1545672,1.1473275000000001,0.93476309999999996,1.0332485,1.1523527,1.036581,1.1768019000000001,1.1665004000000001]
["1986-09-28",1.0875957999999999,1.1577827000000001,1.1154295999999999,1.0290873,1.0984198999999999,1.1505988,1.1657919999999999,0.98117520000000003,1.0817364,1.1973853000000001,1.0666157999999999,1.1551610000000001,1.5668991000000001]
["1986-09-29",0.46178089999999999,0.4963919,0.65353030000000001,0.3826697,0.39564732000000002,0.64586043000000004,0.57378600000000002,0.57795589999999997,0.52594379999999996,0.46143593999999999,0.55845500000000003,0.56892909999999997,1.1679927999999999]
["1986-09-30",0.58348060000000002,0.58739249999999998,0.51538240000000002,0.62094000000000005,0.61290619999999996,0.55380890000000005,0.54408020000000001,0.52421229999999996,0.56187869999999995,0.64945229999999998,0.54161029999999999,0.58816780000000002,0.16911182999999999]
["1986-10-01",0.65256060000000005,0.67703619999999998,0.5662005,0.68943774999999996,0.70873280000000005,0.58699184999999998,0.6067458,0.53872454000000003,0.6216197,0.71745939999999997,0.57135164999999999,0.59871220000000003,1.2254453999999999]
["1986-10-02",0.9452718,0.9975231,1.010729,0.84570880000000004,0.93282589999999999,1.1010869000000001,1.0566462000000001,0.88666109999999998,0.94461030000000001,1.0519485,0.97025680000000003,1.1241274999999999,1.2853131]
["1986-10-03",0.99320410000000003,1.0427789999999999,0.97238639999999998,0.91393789999999997,1.0438734999999999,0.96437530000000005,1.108266,0.80235489999999998,0.91364670000000003,0.98100310000000002,0.96044620000000003,1.0652204000000001,0.96124799999999999]
["1986-10-04",1.6417933,1.6466377000000001,1.3520718,1.6731992,1.8034972,1.4307913000000001,1.6223634,1.2264143999999999,1.4496397999999999,1.6822360000000001,1.4682542000000001,1.6791012999999999,0.90536749999999999]
["1986-10-05",0.26981695999999999,0.37469259999999999,0.51676803999999998,0.18537481,0.16873308000000001,0.48329514000000001,0.40301411999999998,0.41816312,0.39516469999999998,0.36964655000000002,0.37559579999999998,0.34230857999999997,1.1270019]
["1986-10-06",0.88345289999999999,0.89496540000000002,0.88009820000000005,0.84533579999999997,0.90247140000000003,0.93701959999999995,0.92186809999999997,0.80262029999999995,0.85731170000000001,0.95755409999999996,0.86748429999999999,0.96868639999999995,1.0223519000000001]
["1986-10-07",1.2285782000000001,1.3747400999999999,1.3239163,1.089769,1.1792195999999999,1.3791541,1.3903707000000001,1.1056957000000001,1.2735365999999999,1.4247113,1.2306613,1.3776619999999999,1.7013912]
["1986-10-08",0.50450170000000005,0.56198060000000005,0.66250396,0.41908826999999998,0.42968394999999998,0.70348569999999999,0.62921729999999998,0.57137400000000005,0.57042380000000004,0.60847269999999998,0.58677506000000001,0.65582794,0.92188650000000005]
["1986-10-09",1.0712075999999999,1.2528028,1.2933323000000001,0.93574000000000002,0.96445110000000001,1.3336283,1.2603,1.0902582000000001,1.2007165,1.3308156,1.1438625,1.2350684000000001,1.6111073]
["1986-10-10",0.6170717,0.67332939999999997,0.48283284999999998,0.66153150000000005,0.68163410000000002,0.50525129999999996,0.56285626,0.44835380000000002,0.57692810000000005,0.71379729999999997,0.50202539999999996,0.53848010000000002,0.54182993999999995]
["1986-10-11",0.78290720000000003,0.85768250000000001,0.74245819999999996,0.67817163000000003,0.80856309999999998,0.77267929999999996,0.90512499999999996,0.56616973999999998,0.71451277000000002,0.82282370000000005,0.73810964999999995,0.89021519999999998,0.75470630000000005]
["1986-10-12",0.31256332999999997,0.30891560000000001,0.28891864,0.36143039999999999,0.3573577,0.26948735000000001,0.28386822,0.26861706000000002,0.28995569999999998,0.30491321999999998,0.27553749999999999,0.26438109999999998,0.25608110000000001]
["1986-10-13",0.42115456000000001,0.47548845000000001,0.47426770000000001,0.38505116,0.39026484,0.50767399999999996,0.47196534000000001,0.41085207000000001,0.4600342,0.51861789999999997,0.42804759999999997,0.46325126,0.51137630000000001]
["1986-10-14",0.24690323,0.28898626999999999,0.3567939,0.17306578,0.18536378000000001,0.37431789999999998,0.32107975999999999,0.31671932000000003,0.30087009999999997,0.27006105000000002,0.30431091999999998,0.31394149999999998,0.49575266000000001]
["1986-10-15",0.60858920000000005,0.59683249999999999,0.8438563,0.42429736000000001,0.49911349999999999,0.85983160000000003,0.78489929999999997,0.75632029999999995,0.67012864000000005,0.55190090000000003,0.77822672999999998,0.8391866,0.76785225000000001]
["1986-10-16",0.59819789999999995,0.66147020000000001,0.6121702,0.52712789999999998,0.5878099,0.6362466,0.71057939999999997,0.46540645000000003,0.57985412999999997,0.65942650000000003,0.59637680000000004,0.70925579999999999,0.69209485999999998]
["1986-10-17",0.64931830000000001,0.72729390000000005,0.54232550000000002,0.69281809999999999,0.71443000000000001,0.58599405999999998,0.66881690000000005,0.41366555999999999,0.59590699999999996,0.80044879999999996,0.54409176000000004,0.66018149999999998,0.60252050000000001]
["1986-10-18",0.2425639,0.18617392999999999,0.19922864000000001,0.23903938,0.28231912999999997,0.18337215000000001,0.22922945,0.1995413,0.18306596999999999,0.13598362,0.22939998,0.23692545000000001,0]
["1986-10-19",1.6886432,1.7651994,1.6051621,1.6572401999999999,1.7341046,1.6736465,1.7190973000000001,1.4500833,1.654355,1.8566848,1.6122884,1.7475924,1.4561398999999999]
["1986-10-20",0,0,0,0,0,0,0,0,0,0,0,0,9.4585879999999997E-2]
["1986-10-21",0.76568369999999997,0.89779339999999996,0.60470409999999997,0.83234669999999999,0.84033060000000004,0.68065969999999998,0.66737555999999998,0.61420450000000004,0.71075069999999996,0.98013779999999995,0.67414589999999996,0.73116420000000004,0.49450435999999998]
["1986-10-22",0.50081350000000002,0.48219875000000001,0.47704235,0.50331174999999995,0.52477260000000003,0.49304006,0.49531059999999999,0.46402254999999998,0.47262270000000001,0.50846630000000004,0.50141769999999997,0.53756800000000005,0.64293460000000002]
["1986-10-23",1.1023019999999999,1.2182971,1.0600172999999999,1.0514596,1.1300629,1.0885731999999999,1.1820761,0.8651761,1.0813774,1.2857482,1.0360023,1.1738704,1.2810254000000001]
["1986-10-24",0.239511,0.35705236000000001,0.34115230000000002,0.266067,0.21460431999999999,0.31477182999999997,0.27917024000000001,0.25197851999999998,0.32902169999999997,0.41851290000000002,0.24936444999999999,0.22499527,0.67607415000000004]
["1986-10-25",0.71995299999999995,0.71557455999999997,0.99328859999999997,0.54591060000000002,0.62190979999999996,0.96438159999999995,0.87781439999999999,0.89628560000000002,0.79590963999999997,0.67977153999999995,0.89719369999999998,0.8984704,1.205244]
["1986-10-26",1.0684247,1.2248644,1.0785358,1.0385599000000001,1.0894037000000001,1.1376073,1.1697333000000001,0.83118130000000001,1.0783510999999999,1.3405061,0.99176699999999995,1.1692129,1.3502050999999999]
["1986-10-27",0,0,0,0,0,0,0,0,0,0,0,0,8.6996580000000004E-2]
["1986-10-28",0,0,0,0,0,0,0,0,0,0,0,0,0]
["1986-10-29",0.65399629999999997,0.75627493999999995,0.67677279999999995,0.60759149999999995,0.68032840000000006,0.70082056999999998,0.75779675999999996,0.48285054999999999,0.62551314000000002,0.80951240000000002,0.61601689999999998,0.75694627000000003,1.0708027]
["1986-10-30",0.34237266,0.38589916000000002,0.44655800000000001,0.22712921999999999,0.26229750000000002,0.44910230000000001,0.41553319999999999,0.39814665999999999,0.41396899999999998,0.38782874000000001,0.41148837999999999,0.41064440000000002,0.62197829999999998]
["1986-10-31",0.55484619999999996,0.61646299999999998,0.64605710000000005,0.51033280000000003,0.51749990000000001,0.70015769999999999,0.61807069999999997,0.57219070000000005,0.60952070000000003,0.71576463999999995,0.59567380000000003,0.66770892999999998,0.75742259999999995]
["1986-11-01",0.14474106,9.0953060000000002E-2,5.1366861999999999E-2,0.19630775,0.21307000000000001,4.8607245E-2,8.3292484E-2,6.9123260000000006E-2,7.6658359999999995E-2,7.8910820000000007E-2,9.5795959999999999E-2,0.10192967,0]
["1986-11-02",0.44156516000000001,0.52905999999999997,0.41153951999999999,0.43177710000000002,0.45337319999999998,0.4789485,0.47821856000000001,0.29182297000000001,0.45139879999999999,0.62737480000000001,0.38571388000000001,0.51656550000000001,0.83177190000000001]
["1986-11-03",0.3401768,0.39566301999999998,0.44017810000000002,0.29074063999999999,0.29554594000000001,0.49904885999999998,0.3930303,0.37609860000000001,0.40870162999999998,0.4879173,0.37754114999999999,0.43339765000000002,0.66896829999999996]
["1986-11-04",0.16617367999999999,0.19936006000000001,0.17996007,0.103489384,0.16899159999999999,0.23633882000000001,0.24394440000000001,8.7138384999999999E-2,0.13251521999999999,0.2162239,0.16646363,0.31023436999999998,0.33926980000000001]
["1986-11-05",0.24094355000000001,0.29287987999999998,0.33269494999999999,0.22715279999999999,0.21531437,0.34265216999999998,0.2779355,0.27195838,0.29821658000000001,0.34888634000000002,0.27108484999999999,0.28397304000000001,0.41118333000000001]
["1986-11-06",0.21997095999999999,0.33584904999999998,0.19845286000000001,0.18444256000000001,0.23770273,0.29506764000000002,0.32878380000000001,0,0.18998596000000001,0.44216505,0.15178896,0.38537677999999997,0.4789756]
["1986-11-07",0,0,0,0,0,0,0,0,0,0,0,0,0.30463161999999999]
["1986-11-08",0.51852430000000005,0.52598319999999998,0.58389205,0.45250380000000001,0.52095100000000005,0.58694893000000004,0.62213342999999999,0.47208729999999999,0.48639375000000001,0.53344219999999998,0.57110740000000004,0.67104434999999996,0.76299019999999995]
["1986-11-09",1.1305803999999999,1.1414800000000001,1.3490873999999999,1.0434896,1.0839365000000001,1.345316,1.2375913000000001,1.2430938,1.1932015,1.1843410000000001,1.2587394999999999,1.2788305,1.5264769]
["1986-11-10",0,0,0.20015113000000001,0,0,0.13580017999999999,5.0837594999999999E-2,9.7106609999999996E-2,0,0,4.8214745000000003E-2,1.8874149999999999E-2,0.47255324999999998]
["1986-11-11",0.45579824000000002,0.51951530000000001,0.38821146000000001,0.52125049999999995,0.47665595999999999,0.42554599999999998,0.41044223000000002,0.37856558000000001,0.47947535000000002,0.61777939999999998,0.40065990000000001,0.42074600000000001,0.28879473]
["1986-11-12",6.550446E-2,0.16779448,0.19152087000000001,0,1.4876954E-2,0.20254178,0.25297227999999999,1.4181314E-2,6.9943400000000003E-2,0.15467376999999999,0.12304474999999999,0.25040420000000002,0.45193535000000001]
["1986-11-13",0.25003570000000003,0.30869724999999998,0,0.52465799999999996,0.42425703999999997,0,9.0981199999999995E-3,0,0.18797385999999999,0.43254550000000003,0,0,0]
["1986-11-14",0.66752210000000001,0.66018149999999998,0.57872489999999999,0.68003577000000004,0.70240769999999997,0.63013284999999997,0.62114360000000002,0.57580584000000001,0.63943874999999994,0.71615850000000003,0.62431680000000001,0.66787297000000001,0.35437869999999999]
["1986-11-15",0.14687312,0.20038967999999999,0.14891193999999999,0.12171194,0.15628323,0.21147747,0.21698434999999999,3.2541796999999997E-2,0.12627906,0.26643275999999999,0.1236343,0.26814735000000001,0.22620122000000001]
["1986-11-16",0.17989825000000001,0.19233665,0.24595185,0.10868700000000001,0.14031527999999999,0.25054678000000002,0.22453354,0.21198610000000001,0.20943392999999999,0.19053302999999999,0.22269671999999999,0.22962737,7.3550030000000002E-2]
["1986-11-17",0.19350713,0.23432252000000001,0.1998906,0.18202921999999999,0.20699883999999999,0.22940435000000001,0.24161187000000001,0.10683616,0.17819227000000001,0.27701365999999999,0.17712750999999999,0.26068074000000002,0.35343063000000002]
["1986-11-18",0,0,0,0,0,0,0,0,0,0,0,0,0.37146004999999999]
["1986-11-19",0,0,0,0,0,0,0,0,0,0,0,0,0]
["1986-11-20",0.27478730000000001,0.35470400000000002,0.25362203,0.23546453000000001,0.29696894000000001,0.30657855000000001,0.36789978000000001,0.10201608400000001,0.23148856000000001,0.41546612999999999,0.2366964,0.40464339999999999,0.31197384]
["1986-11-21",0.95043069999999996,0.9023485,0.74615189999999998,1.0389698000000001,1.0527306999999999,0.84164059999999996,0.85133990000000004,0.75306209999999996,0.85744339999999997,0.99676529999999997,0.85407169999999999,0.96872789999999998,0.22303337000000001]
["1986-11-22",0.34441646999999997,0.35913129999999999,0.39026976000000002,0.30800689999999997,0.33892410000000001,0.3999183,0.38945871999999998,0.33024880000000001,0.3469681,0.37672319999999998,0.37242987999999999,0.40678784000000001,0.39906996]
["1986-11-23",0.50154525000000005,0.52432140000000005,0.4899541,0.51710372999999998,0.51734279999999999,0.50950030000000002,0.49240790000000001,0.4657193,0.51031744000000001,0.59036120000000003,0.50235850000000004,0.52837460000000003,0.74454545999999999]
["1986-11-24",0,0,0,0,0,0,0,0,0,0,0,0,0.10558589]
["1986-11-25",0.45340483999999998,0.43663164999999998,0.4712866,0.48963335000000002,0.42206305,0.46412399999999998,0.43257329999999999,0.41798696000000002,0.44163516000000003,0.44664714,0.42861080000000001,0.42761260000000001,0.46240965000000001]
["1986-11-26",0.6067591,0.62784180000000001,0.50219404999999995,0.62024140000000005,0.66239583000000002,0.56275266000000002,0.61686783999999995,0.40851974000000002,0.53946280000000002,0.69068280000000004,0.53955244999999996,0.67302256999999999,0.48640949999999999]
["1986-11-27",1.6681813E-2,0.106837764,0.11821779,0,0,0.19733081999999999,0.16226244000000001,0,1.7943134999999999E-2,0.19748879999999999,3.7363840000000002E-2,0.23987918,0.54001399999999999]
["1986-11-28",0,0,0,0,0,0,0,0,0,0,0,0,0.1903676]
["1986-11-29",0,0,0,0,0,0,0,0,0,0,0,0,0]
["1986-11-30",3.8100372000000001E-3,4.8631189999999998E-2,5.211097E-2,3.4118027E-3,0,6.7012765000000002E-2,2.3535915000000001E-2,9.3679030000000003E-3,3.8941745E-2,0.11394990000000001,8.3998660000000006E-3,3.3381822999999998E-2,0.21933568000000001]
["1986-12-01",0.28721849999999999,0.26891994000000002,0.42878169999999999,0.13163606999999999,0.20463505000000001,0.44976973999999997,0.3865693,0.38321830000000001,0.33569475999999998,0.23417267,0.39402816000000002,0.41846024999999998,0.40032800000000002]
["1986-12-02",0,5.6328642999999998E-2,7.8286179999999997E-2,0,0,6.3657140000000001E-2,5.0702806999999997E-3,0,4.8717749999999997E-2,0.10135362000000001,0,0,0.76232929999999999]
["1986-12-03",0.94732620000000001,0.99503909999999995,1.0054936000000001,0.94054409999999999,0.96003709999999998,1.0223376,0.96520430000000002,0.91206120000000002,0.97917140000000003,1.0660843,0.94462820000000003,0.97605759999999997,0.95917969999999997]
["1986-12-04",0.37042698000000002,0.37714027999999999,0.39447218000000001,0.35840872000000001,0.37327605000000003,0.39636640000000001,0.37380052000000002,0.35731259999999998,0.38286835000000002,0.39618745,0.37498468000000001,0.38158405000000001,0.46873280000000001]
["1986-12-05",1.0747100000000001,1.1213128999999999,1.369111,0.83774349999999997,0.92059849999999999,1.3963223,1.2689125999999999,1.2582936,1.2005872,1.1455871,1.2726736000000001,1.3138508,1.3073078]
["1986-12-06",0,0,0,0,0,0,0,0,0,0,0,0,9.0571330000000005E-2]
["1986-12-07",0.64472910000000005,0.72110129999999995,0.5751039,0.76343700000000003,0.64196699999999995,0.61905189999999999,0.56022280000000002,0.47793069999999999,0.67505059999999995,0.84405390000000002,0.50624279999999999,0.52120960000000005,0.73200639999999995]
["1986-12-08",0.45893430000000002,0.43368970000000001,0.34063357,0.36951279999999997,0.42251949999999999,0.3840519,0.46401989999999999,0.38353324,0.45142080000000001,0.44370934000000001,0.43927369999999999,0.4664044,0]
["1986-12-09",0.64728929999999996,0.69710415999999997,0.64022469999999998,0.57509255000000004,0.66754020000000003,0.70034099999999999,0.75219356999999998,0.4883382,0.59257190000000004,0.74815909999999997,0.63656950000000001,0.81308639999999999,0.69778099999999998]
["1986-12-10",0,6.4451140000000004E-2,0,0,3.8993581999999999E-2,4.5188039999999999E-2,7.7552794999999994E-2,0,0,0.16004400999999999,0,0.16207646000000001,0.107397415]
["1986-12-11",0,0,0,4.8069767999999999E-2,2.9672466000000002E-2,0,0,0,0,3.342378E-2,0,0,0]
["1986-12-12",0.14629626000000001,0.16464677,0.19416335000000001,6.1915512999999998E-2,0.13596881999999999,0.25429583,0.23354227999999999,0.12934808,0.11623456,0.19511315000000001,0.19215115999999999,0.31397602000000002,0.24618454000000001]
["1986-12-13",0,0,0,0,0,0,0,0,0,0,0,0,0]
["1986-12-14",0,0,0,0,0,0,0,0,0,5.608113E-2,0,0,0]
["1986-12-15",0,3.6887429999999999E-2,0,9.4833806000000007E-2,5.0681799999999999E-2,0,0,0,0,8.9581450000000007E-2,0,0,3.8299148000000001E-3]
["1986-12-16",0.54327636999999995,0.60445269999999995,0.49118325000000002,0.53608703999999996,0.58439165000000004,0.53091659999999996,0.58955570000000002,0.35241812,0.50109429999999999,0.65469750000000004,0.48338029999999998,0.61360590000000004,0.68878454]
["1986-12-17",1.0005248,1.0823301000000001,1.0017102,1.0298284,1.0013292,1.052181,0.98338250000000005,0.92701359999999999,1.0614764999999999,1.2017958,0.96810189999999996,0.99858979999999997,1.0226527000000001]
["1986-12-18",0.8058708,0.87736760000000003,0.89354169999999999,0.85133859999999995,0.78430842999999995,0.90129899999999996,0.83466450000000003,0.80470580000000003,0.87923320000000005,0.95346980000000003,0.82796424999999996,0.83471550000000005,1.1207625000000001]
["1986-12-19",1.0230052000000001,1.0405473000000001,0.87934349999999994,1.0352254999999999,1.0927538000000001,0.92489589999999999,1.0237745,0.76813819999999999,0.94472970000000001,1.0783463,0.93584100000000003,1.0662574,0.61413499999999999]
["1986-12-20",0.36845509999999998,0.452015,0.32922432000000001,0.35161796000000001,0.39422341999999999,0.36319142999999998,0.4347819,0.18000883000000001,0.34241136999999999,0.49405956000000001,0.31201398000000002,0.44786090000000001,0.50385860000000005]
["1986-12-21",0.27498767000000002,0.32980179999999998,0.29656416000000002,0.28423293999999999,0.27291379999999998,0.32292082999999999,0.28508096999999999,0.24471704999999999,0.30983472000000001,0.39942482000000001,0.26877677,0.30222389999999999,0.32886732000000002]
["1986-12-22",0.25612390000000002,0.31860566000000001,0.32573502999999998,0.20534812,0.21587065,0.3333101,0.31279275000000001,0.26736197,0.30950995999999997,0.36150660000000001,0.30010506999999997,0.32704517,0.53514402999999999]
["1986-12-23",0.47922635000000002,0.49805739999999998,0.49898880000000001,0.44724855000000002,0.46856940000000002,0.55100495000000005,0.49117240000000001,0.44907814000000001,0.50213430000000003,0.54253340000000005,0.47953725000000003,0.53219603999999998,0.20094052000000001]
["1986-12-24",0.17167228000000001,0.20099784000000001,0.16446182000000001,0.19398908000000001,0.20536867,0.27776513000000003,0.18264715000000001,9.2528600000000003E-2,0.15516345000000001,0.30536866000000001,0.13276694999999999,0.29710573000000001,0.29289752000000002]
["1986-12-25",0,0,0,0,0,0,0,0,0,0,0,0,0]
["1986-12-26",0.16186861999999999,0.24005257999999999,0.20901011,0.18166025,0.15812366,0.23898338,0.18557689999999999,0.122001685,0.20877945000000001,0.31838807000000002,0.14214867,0.18903306,0.31727300000000003]
["1986-12-27",0.52945609999999999,0.57373965000000005,0.57410369999999999,0.52315294999999995,0.53333900000000001,0.60244260000000005,0.55420760000000002,0.50873360000000001,0.55223345999999995,0.63638459999999997,0.54180943999999998,0.59217109999999995,0.70880984999999996]
["1986-12-28",0.52707475000000004,0.67185485,0.49172470000000001,0.57462435999999995,0.51280934,0.51400389999999996,0.44822190000000001,0.36994529999999998,0.63912683999999997,0.78398584999999998,0.3854513,0.38188988000000001,0.99703699999999995]
["1986-12-29",0.65418699999999996,0.76353099999999996,0.78602486999999999,0.61989179999999999,0.59948469999999998,0.78288089999999999,0.71472340000000001,0.68319319999999994,0.76296633000000003,0.83108510000000002,0.69415903000000001,0.69150670000000003,0.91751740000000004]
["1986-12-30",8.7763763999999994E-2,0.10099843,0.16097963000000001,0.10651887,0.10077422,0.15486382000000001,0.14029022999999999,0.12734862,9.9401059999999999E-2,0.11251075000000001,0.13514709999999999,0.12638445000000001,0]
["1986-12-31",0.82283514999999996,0.89858610000000005,0.89396920000000002,0.80446709999999999,0.79278859999999995,0.91486140000000005,0.85509460000000004,0.8187932,0.89593999999999996,0.97577740000000002,0.84765639999999998,0.86216179999999998,1.1627677999999999]
["1987-01-01",0,0,0,3.3114350000000001E-2,0,0,0,0,0,0.14072262999999999,0,0,0.30704579999999998]
["1987-01-02",0.43737720000000002,0.48393320000000001,0.3644947,0.49227929999999998,0.46871635,0.40144332999999999,0.39032339999999999,0.34624665999999998,0.44567820000000002,0.56716569999999999,0.38427486999999999,0.41249301999999999,0.27246160000000003]
["1987-01-03",0.34448853000000002,0.41931190000000002,0.13618026999999999,0.44984730000000001,0.42592126000000002,0.28598547000000002,0.28246359999999998,4.793128E-2,0.29521340000000001,0.57902450000000005,0.17158556,0.37462479999999998,0.14235698999999999]
["1987-01-04",0.38999660000000003,0.53708845000000005,0.31414023000000002,0.48539749999999998,0.43358724999999998,0.33788761,0.30970117000000003,0.2205908,0.4943302,0.62766630000000001,0.25058395,0.24564862000000001,0.78855470000000005]
["1987-01-05",0.82418250000000004,0.86690529999999999,0.81448419999999999,0.84384329999999996,0.84213000000000005,0.8530179,0.82191440000000004,0.74852525999999997,0.83905110000000005,0.9453319,0.80590885999999995,0.85560590000000003,0.67933239999999995]
["1987-01-06",0.83442649999999996,0.99296629999999997,0.86922250000000001,0.86853809999999998,0.83167049999999998,0.88456900000000005,0.86906749999999999,0.6758767,0.92444349999999997,1.0956275,0.76042295000000004,0.82053703,1.138582]
["1987-01-07",0.38321230000000001,0.45194774999999998,0.220692,0.48690699999999998,0.44305719999999998,0.32140800000000003,0.3025505,0.16691444999999999,0.37606980000000001,0.5890164,0.24159596999999999,0.35242879999999999,0.18631800000000001]
["1987-01-08",0,0,0,0,0,8.4856229999999994E-3,0,0,0,2.7233087999999999E-2,0,2.315294E-2,0]
["1987-01-09",0,0,0,0,0,0,0,0,0,0,0,0,0]
["1987-01-10",7.1950739999999999E-2,5.6787190000000001E-2,0.11654100000000001,2.7513989999999999E-2,5.6739073000000001E-2,0.11383778,0.10348029,0.10813214,7.4955720000000003E-2,5.1432114000000001E-2,0.12512907000000001,0.13166330000000001,0.33521244]
["1987-01-11",0.18838211999999999,0.22344220000000001,0.11987091599999999,0.24771518000000001,0.22387545,0.16014560999999999,0.15680248999999999,8.5295949999999995E-2,0.18357213999999999,0.2941647,0.13107099,0.18412655999999999,8.1893759999999996E-2]
["1987-01-12",0.1586708,0.17702171,2.1000192000000001E-2,0.25757506000000002,0.2351123,7.5964980000000001E-2,9.356246E-2,2.4142947999999998E-3,0.1110207,0.26967454000000002,6.1020343999999997E-2,0.13811502000000001,0.11111051600000001]
["1987-01-13",5.52244E-2,1.2843377E-2,0,8.0689700000000003E-2,9.4776239999999998E-2,0,1.9065820000000001E-2,1.1901358000000001E-2,7.4041233999999996E-3,1.4387133999999999E-2,4.0665112000000003E-2,5.7715368000000003E-2,0]
["1987-01-14",0.13507316,0.17994109,0.30809690000000001,7.6898016E-2,8.2087435E-2,0.27135533000000001,0.22211142,0.23345864999999999,0.21052826999999999,0.18506731000000001,0.22779740000000001,0.20492258999999999,0.45293670000000003]
["1987-01-15",0.67719130000000005,0.62817909999999999,0.55469869999999999,0.67517084000000005,0.71785060000000001,0.57256510000000005,0.61468195999999997,0.56082195000000001,0.63094896,0.62483966000000002,0.63401510000000005,0.63270870000000001,8.0779455999999999E-2]
["1987-01-16",0.42100996000000002,0.40996650000000001,0.34725929999999999,0.42791846,0.4443164,0.37797367999999998,0.38533383999999998,0.35464904000000003,0.40056684999999997,0.45005994999999999,0.40393669999999998,0.42919220000000002,0.40645587]
["1987-01-17",0,0,0,0,0,0,0,0,0,0,0,0,1.8573694000000002E-2]
["1987-01-18",0,5.2759399999999998E-2,5.7721950000000001E-2,0,0,0.10349510000000001,5.3488279999999999E-2,4.9966704000000001E-2,5.3950194E-2,9.8975679999999996E-2,5.7572199999999997E-2,0.10306224,0.15273406]
["1987-01-19",0,0,0,0,0,0,0,0,0,0,0,0,0.15422504000000001]
["1987-01-20",4.2865776000000001E-2,0,0,4.8606344000000003E-2,3.9433575999999998E-2,2.6894884000000001E-2,0,0,0,7.2313495000000005E-2,0,4.0790397000000003E-3,0.20187367000000001]
["1987-01-21",0,0,0,0,0,0,0,0,0,0,0,0,0]
["1987-01-22",0,0,0,0,0,0,0,0,0,0,0,0,0]
["1987-01-23",9.9831750000000004E-3,2.270407E-2,2.1324093999999998E-2,0,0,1.7489768999999999E-2,8.7075869999999993E-3,8.2085060000000008E-3,1.7129037999999999E-2,4.2278410000000002E-2,1.0253772E-2,7.8860400000000004E-3,0.18736653]
["1987-01-24",6.2979884E-2,5.0336324000000002E-2,1.763986E-2,0.17052618999999999,0.17735755,4.7840357E-2,3.7142887999999999E-2,2.7764631000000001E-2,4.3102032999999998E-2,8.7751090000000004E-2,4.8185672999999998E-2,8.0553250000000007E-2,0]
["1987-01-25",0,0,0,4.0724339999999998E-2,0,0,0,0,0,0,0,0,1.9709800999999999E-2]
["1987-01-26",2.8737016000000001E-2,4.2057632999999997E-2,5.1838133000000002E-2,0.12221657499999999,0.12685166,0.11931487,3.8783785000000001E-2,3.5318232999999997E-2,4.4998650000000001E-2,0.20122287999999999,3.7862420000000001E-2,0.10869176,0.16865326]
["1987-01-27",0,0,0,0,0,4.4157865999999997E-2,0,0,0,7.9893210000000006E-2,0,4.8733394999999999E-2,0.15832764999999999]
["1987-01-28",0.24355003,0.2872268,0.21581634999999999,0.27630674999999999,0.26929563000000001,0.29529923000000002,0.24395676999999999,0.14294087999999999,0.24341631999999999,0.37671850000000001,0.19222908999999999,0.30681459999999999,0.27845155999999999]
["1987-01-29",0.17335996000000001,0.20226477000000001,8.9542049999999998E-2,0.16767976000000001,0.21286447,0.12902023000000001,0.20361651,1.0741374E-2,0.11408005,0.23158875000000001,0.12233815000000001,0.23204002000000001,5.2966617000000001E-2]
["1987-01-30",0.52948550000000005,0.55903994999999995,0.34839283999999998,0.53868099999999997,0.59890759999999998,0.4467217,0.53659429999999997,0.26249795999999997,0.42945689999999997,0.63155055000000004,0.43144986000000002,0.61389077000000003,0.11023354]
["1987-01-31",0.18308352,0.24908827,1.23304855E-2,0.22358349999999999,0.27391993999999997,0.15699506999999999,0.19954638,0,7.7566330000000003E-2,0.36864865000000002,3.4184015999999998E-2,0.29962929999999999,8.5147689999999998E-2]
["1987-02-01",0.33505177000000003,0.39738688,0.28002715,0.31227339999999998,0.35908780000000001,0.34320583999999998,0.36749749999999998,0.18904721999999999,0.29857634999999999,0.44222425999999998,0.28053825999999998,0.39802306999999998,0.30070195]
["1987-02-02",4.2443084999999998E-2,6.4321719999999999E-2,0,0.12822485,9.5872133999999998E-2,0,0,0,2.7274021999999998E-2,0.1066283,0,0,0]
["1987-02-03",0.12579978999999999,0.1296071,0.14799196000000001,0.11773125,0.12202079,0.18566743999999999,0.13517842999999999,0.13342966000000001,0.13527813999999999,0.16082783,0.13528514999999999,0.17568020000000001,0.12596600999999999]
["1987-02-04",8.5659730000000003E-2,0,0.10556602499999999,9.4921489999999997E-2,9.0283013999999995E-2,0,0,0,0,0,0,0,0.19566779000000001]
["1987-02-05",0.37566057000000003,0.57189719999999999,0.65203285,0.31757414,0.30454920000000002,0.64890146000000004,0.56816800000000001,0.56064990000000003,0.59229343999999995,0.62316435999999997,0.55620365999999999,0.55251570000000005,0.77935564999999996]
["1987-02-06",0,0,0,0,0,0,0,0,0,0,0,0,0.3161369]
["1987-02-07",0.5020249,0.58919023999999998,0.49364975,0.48803964,0.52596620000000005,0.54888239999999999,0.56111529999999998,0.35307820000000001,0.48891183999999999,0.66414260000000003,0.45161635,0.58924513999999995,0.62918615]
["1987-02-08",0,0,0,0,0,0,0,0,0,0,0,0,0]
["1987-02-09",3.6978380000000002E-3,3.1485587000000002E-2,4.4644266000000002E-2,2.0185903000000002E-2,7.6091843999999999E-3,1.6655598000000001E-2,9.9895409999999994E-3,8.3557730000000004E-3,2.7427902000000001E-2,3.4494740000000003E-2,4.3299002999999999E-3,0,0.27643642000000002]
["1987-02-10",1.351316,1.4590715999999999,1.354322,1.3114612999999999,1.3647853000000001,1.3723358999999999,1.4118109000000001,1.162469,1.3702049000000001,1.5230136999999999,1.299301,1.3872222999999999,1.5317383]
["1987-02-11",0.20264283,0.21303432999999999,0.21663842999999999,0.17650007000000001,0.2017043,0.24358094999999999,0.21990633000000001,0.19195126000000001,0.20270513000000001,0.23212497000000001,0.20960106000000001,0.25207835000000001,0.31684497]
["1987-02-12",0.18950541000000001,0.21100685,0.18898300000000001,0.20736507000000001,0.19794328999999999,0.20728675999999999,0.18278900000000001,0.17161593999999999,0.19912128000000001,0.26599252000000001,0.180172,0.19976526,0.20076416]
["1987-02-13",0.40640039999999999,0.41476590000000002,0.37400725000000001,0.41459432000000002,0.42849404000000002,0.43321853999999999,0.39309319999999998,0.35274362999999997,0.39339846000000001,0.47134209999999999,0.38545516000000002,0.4495189,0.34447417000000002]
["1987-02-14",0,0,1.3795951000000001E-2,0,0,0,0,0,0,0,0,0,0.22725371999999999]
["1987-02-15",0.53736200000000001,0.59392774000000004,0.48677385000000001,0.5166115,0.55934273999999995,0.49911719999999998,0.58574320000000002,0.36213148000000001,0.51122869999999998,0.61144480000000001,0.4878477,0.57369124999999999,0.55256813999999999]
["1987-02-16",0.45665233999999999,0.50249770000000005,0.36663752999999999,0.49790820000000002,0.50831130000000002,0.38999210000000001,0.42095690000000002,0.32289584999999998,0.43143165,0.55307320000000004,0.38361430000000002,0.42606699999999997,0.41951084]
["1987-02-17",0.51816803,0.57311904000000002,0.44315874999999999,0.58646790000000004,0.56112260000000003,0.46363675999999998,0.47343096000000001,0.39954314000000002,0.51858145,0.65377540000000001,0.44958653999999998,0.47363909999999998,0.50354580000000004]
["1987-02-18",0.52645090000000005,0.55843779999999998,0.53900269999999995,0.51798480000000002,0.52781650000000002,0.53858660000000003,0.5641543,0.46456150000000002,0.53428465000000003,0.59078129999999995,0.53493860000000004,0.56913495000000003,0.4580881]
["1987-02-19",0.37251013999999999,0.35876723999999999,0.40168454999999997,0.35672355,0.38453083999999998,0.40395233000000003,0.40011175999999998,0.35543839999999999,0.36245455999999998,0.36022383000000002,0.39564500000000002,0.42404455000000002,0.41530050000000002]
["1987-02-20",0.80087359999999996,0.83007114999999998,0.73645150000000004,0.85140009999999999,0.84980040000000001,0.73947560000000001,0.78529525,0.65945390000000004,0.78227115000000003,0.87982300000000002,0.75193080000000001,0.78349840000000004,0.77805009999999997]
["1987-02-21",0.78308060000000002,0.77652909999999997,0.78891350000000005,0.69312189999999996,0.75333640000000002,0.80727700000000002,0.83221630000000002,0.77656689999999995,0.78020469999999997,0.78233105000000003,0.85088399999999997,0.88381759999999998,0.3507632]
["1987-02-22",0.44326870000000002,0.40367906999999997,0.39466604999999999,0.47614664000000001,0.49332883999999999,0.40409141999999998,0.40589076000000002,0.3881753,0.39996039999999999,0.41508418000000002,0.42015930000000001,0.43987085999999997,0.33449825999999999]
["1987-02-23",0.42575750000000001,0.42212820000000001,0.38000187000000002,0.42909819999999999,0.46184269999999999,0.41984764000000002,0.41640294,0.35934793999999998,0.38982405999999997,0.44655509999999998,0.4037192,0.4647445,0.37713054000000001]
["1987-02-24",0.54385125999999995,0.55851554999999997,0.51507144999999999,0.51274352999999995,0.56381340000000002,0.5539963,0.56496489999999999,0.47444624000000002,0.51480749999999997,0.58653814000000004,0.53865063000000002,0.61045280000000002,0.41501558]
["1987-02-25",0.58311570000000001,0.62655640000000001,0.56978689999999999,0.57087429999999995,0.60364943999999998,0.61345863,0.61598759999999997,0.48727769999999998,0.56633800000000001,0.67200000000000004,0.55982220000000005,0.64594850000000004,0.66537195000000005]
["1987-02-26",0.72745574000000002,0.76014709999999996,0.77975123999999996,0.71823289999999995,0.72464390000000001,0.82085585999999999,0.73984260000000002,0.70799630000000002,0.76207849999999999,0.82393116,0.72899939999999996,0.76392110000000002,1.0087881999999999]
["1987-02-27",0,0,0,0,0,0,0,0,0,0,0,0,0]
["1987-02-28",0.62913430000000004,0.61872715,0.60756270000000001,0.61470466999999995,0.65690440000000005,0.62814340000000002,0.63926669999999997,0.56978949999999995,0.59538570000000002,0.62650680000000003,0.61825529999999995,0.6710488,0.46057856000000003]
["1987-03-01",0.14839853,0.1454674,0.1125288,0.19377855999999999,0.18813829000000001,0.112383276,0.111908175,9.7562364999999998E-2,0.13258412,0.16686066999999999,0.11144738999999999,0.11219456,0.16559403]
["1987-03-02",1.1895180999999999,1.1105054999999999,1.4108006,0.99166730000000003,1.1070015,1.3714614000000001,1.3548844,1.3721908,1.2000271,1.0523633999999999,1.4262258000000001,1.4378059999999999,0.86370579999999997]
["1987-03-03",1.2529189999999999,1.2499605,1.1763006,1.1784996000000001,1.2957383,1.2034593,1.2883034,1.0803992,1.1854213,1.2413831,1.2243754,1.3092504,0.89819700000000002]
["1987-03-04",0.1065837,0.14770642,0.17967620000000001,0.10157293000000001,8.9863843999999998E-2,0.19330907,0.13288127,0.12938662000000001,0.15011632,0.19382979,0.12432923999999999,0.13408830999999999,0.36471605000000001]
["1987-03-05",0.3881656,0.38259243999999998,0.42239460000000001,0.35232000000000002,0.3755906,0.43796104000000002,0.41535877999999998,0.40989977,0.39405881999999998,0.39267626,0.42907820000000002,0.45355089999999998,0.42461179999999998]
["1987-03-06",0.60947989999999996,0.61413530000000005,0.53248329999999999,0.64160055000000005,0.64280919999999997,0.55693820000000005,0.56374020000000002,0.53259769999999995,0.59571236000000005,0.66948116000000002,0.57873017000000004,0.59595465999999997,0.49324953999999999]
["1987-03-07",1.237619,1.2146887,1.0154908,1.4628627999999999,1.4700176,1.0852104,1.0994012,1.0091783000000001,1.1773198,1.4217423,1.1044278999999999,1.1496033999999999,0.92599039999999999]
["1987-03-08",0.68669564000000005,0.74526530000000002,0.62297270000000005,0.77811927000000003,0.73712133999999996,0.64855194000000005,0.62224170000000001,0.56264099999999995,0.70726350000000004,0.83892580000000005,0.59594860000000005,0.60478529999999997,0.76661307000000001]
["1987-03-09",1.0926937000000001,1.1109116999999999,1.0031247000000001,1.0455935000000001,1.1288134000000001,1.0184875,1.1174477,0.93213120000000005,1.0378510999999999,1.1189579000000001,1.0658813,1.1334218,0.96074219999999999]
["1987-03-10",1.1859310000000001,1.2060544,1.0924041,1.1315603999999999,1.2287193999999999,1.1103854,1.2266619000000001,0.99455110000000002,1.1184855,1.2080884999999999,1.1505171000000001,1.2381473999999999,1.0465625999999999]
["1987-03-11",1.0428360000000001,1.0681168999999999,0.9665243,1.0073589000000001,1.0995663,0.95592659999999996,1.0887294999999999,0.8580141,0.96986329999999998,1.0521910000000001,1.0057455,1.0731615000000001,0.99925730000000001]
["1987-03-12",1.0051732,1.0531728,0.87530330000000001,0.99130739999999995,1.0746168,0.89970380000000005,1.0228117000000001,0.78118929999999998,0.92520720000000001,1.0714957000000001,0.92716370000000004,1.0187157,0.89495939999999996]
["1987-03-13",0.4293689,0.42403626,0.45904756000000002,0.42268080000000002,0.43642419999999998,0.4634625,0.43861070000000002,0.43400929999999999,0.43428305,0.43486523999999999,0.45021095999999999,0.46321449999999997,0.53616900000000001]
["1987-03-14",0.80969559999999996,0.83832806000000004,0.79784155000000001,0.73697287,0.81633350000000005,0.81986015999999995,0.89697000000000005,0.67957310000000004,0.77148779999999995,0.82563500000000001,0.79970730000000001,0.89567969999999997,0.90938790000000003]
["1987-03-15",0.64687989999999995,0.65271836999999999,0.59222394,0.70679590000000003,0.70072230000000002,0.59457020000000005,0.59151094999999998,0.54779582999999998,0.63479240000000003,0.69369360000000002,0.58199630000000002,0.5840514,0.75854180000000004]
["1987-03-16",1.1169108999999999,1.1932904,1.2534467,1.0408599999999999,1.0789378999999999,1.2610885000000001,1.2217658,1.1077698,1.1782330999999999,1.2285387999999999,1.1661191,1.2135765999999999,1.3506281]
["1987-03-17",0.81785160000000001,0.83820813999999999,0.94745250000000003,0.73684143999999996,0.7678199,0.92694220000000005,0.8940477,0.88274920000000001,0.8711042,0.83456680000000005,0.90436850000000002,0.89390460000000005,0.66668280000000002]
["1987-03-18",1.7361671999999999,1.7571410000000001,1.7154556999999999,1.6770676,1.7578788000000001,1.7391703999999999,1.7841772,1.6136557,1.7109129999999999,1.7841705999999999,1.7452008000000001,1.8126564000000001,1.4780169999999999]
["1987-03-19",1.0373954000000001,1.0044291000000001,1.1310084,0.89082539999999999,1.0069059,1.1288482,1.1528858,1.0434988000000001,1.0200258,0.9429592,1.1288882,1.1804558000000001,1.0159347000000001]
["1987-03-20",1.2822983999999999,1.3299141000000001,1.3195302,1.2107064000000001,1.2849136999999999,1.3157908,1.3639783000000001,1.1853849999999999,1.2795920000000001,1.3314686,1.2948432999999999,1.3451483,1.3559101]
["1987-03-21",0.61539600000000005,0.62578920000000005,0.67522364999999995,0.59043807000000004,0.60818079999999997,0.67468655,0.663578,0.63593834999999999,0.62136530000000001,0.64101079999999999,0.66306759999999998,0.69005039999999995,0.75093186000000001]
["1987-03-22",0.6877799,0.79849230000000004,0.81763039999999998,0.67267060000000001,0.65858483000000001,0.77193959999999995,0.75333594999999998,0.68546779999999996,0.77646550000000003,0.82136220000000004,0.70347879999999996,0.66865770000000002,1.2664396]
["1987-03-23",0,0,7.3376956000000004E-4,0,0,0,0,0,0,0.12077105,0,0,0.16099557]
["1987-03-24",0.57898295,0.61100849999999995,0.62591295999999996,0.58872753,0.25390908000000001,0.61392250000000004,0.59102220000000005,0.58456092999999998,0.60908890000000004,0.62980440000000004,0.58485359999999997,0.56894224999999998,0.39820840000000002]
["1987-03-25",0.35174567000000001,0.32034689999999999,0.37233755000000002,0.33350718000000001,0.35121974,0.32282486999999999,0.38012463000000002,0.4085162,0.32543638000000003,0.28089380000000003,0.42504069999999999,0.39771166000000002,1.6290381999999999E-2]
["1987-03-26",7.4434124000000004E-2,0.16094800000000001,0.23432544999999999,0,0,0.17016890000000001,0.14827273999999999,0.15860242999999999,0.16841808,0.16282727999999999,0.14161299999999999,8.8725170000000006E-2,0.64398889999999998]
["1987-03-27",0.53146863,0.63237659999999996,0.65585329999999997,0.52205670000000004,0.49383179999999999,0.60134140000000003,0.59575460000000002,0.57620954999999996,0.61858725999999997,0.66392446000000005,0.59048500000000004,0.54996323999999996,0.91953070000000003]
["1987-03-28",1.5205019,1.536508,1.5117868000000001,1.5228066,1.5400379,1.5192623000000001,1.5123419,1.458115,1.5324696,1.5905943,1.5270703999999999,1.5333056,1.178847]
["1987-03-29",1.8341154,1.9027494,1.7827872,1.8255787999999999,1.8918957999999999,1.7898723999999999,1.8711324,1.6358284000000001,1.8029032,1.9524024,1.7852026999999999,1.8551658,1.8685233999999999]
["1987-03-30",0.56905406999999997,0.54445209999999999,0.63481189999999998,0.53936075999999999,0.56928829999999997,0.59463482999999995,0.60246379999999999,0.60717182999999997,0.56434870000000004,0.49817475999999999,0.62012599999999996,0.59516650000000004,0.61006769999999999]
["1987-03-31",0.84856310000000001,0.88993659999999997,0.90417749999999997,0.85096760000000005,0.84390869999999996,0.91550500000000001,0.86418439999999996,0.84084689999999995,0.88938360000000005,0.95308939999999998,0.85558699999999999,0.8664442,1.0171208]
["1987-04-01",0.43671539999999998,0.763853,0.41624638000000003,0.75794209999999995,0.45525264999999998,0.41857776000000002,0.40585255999999997,0.36923844,0.47093990000000002,0.81621264999999998,0.38635296000000002,0.37600946000000002,0.31711188000000001]
["1987-04-02",1.4253903999999999,1.3833351,1.2865960999999999,1.4112960999999999,1.4906805000000001,1.3152756999999999,1.3972528,1.2573284,1.3428658,1.3873338,1.3710845,1.4116002000000001,0.77405849999999998]
["1987-04-03",1.1936020000000001,1.1905204,1.1627691,1.2269889,1.2347684000000001,1.1705700999999999,1.1624923,1.1295409999999999,1.1818150999999999,1.2380865999999999,1.1775804999999999,1.185257,1.0650731]
["1987-04-04",0.63553689999999996,0.35694599999999999,0.35387439999999998,0.68117916999999994,0.66490530000000003,0.33848515000000001,0.61835854999999995,0.60407405999999997,0.34568408,0.39326430000000001,0.61471235999999996,0.58260374999999998,0.91824470000000002]
["1987-04-05",1.6564449000000001,1.7540119999999999,1.680177,1.5665963999999999,1.6543133000000001,1.6428514999999999,1.7685162000000001,1.5278948999999999,1.6617869999999999,1.7046796,1.6567132,1.6625897000000001,1.3296269999999999]
["1987-04-06",1.6346773000000001,1.7404151999999999,1.459659,1.7457582,1.7315176000000001,1.4796981,1.5466705999999999,1.3846271999999999,1.6156075000000001,1.8052372000000001,1.4745964,1.4867532999999999,1.2879354999999999]
["1987-04-07",0.97215010000000002,0.99427940000000004,0.84994959999999997,1.0676383,1.0442095,0.84659510000000004,0.88962280000000005,0.83304279999999997,0.94704690000000002,1.0309507,0.87856639999999997,0.86271379999999998,0.64076460000000002]
["1987-04-08",0.94930859999999995,0.9666479,1.0692261000000001,0.92472639999999995,0.94533990000000001,1.0194402,0.99755799999999994,0.97813740000000005,0.98689470000000001,0.94566499999999998,0.99032949999999997,0.95418800000000004,1.193281]
["1987-04-09",1.5071284,1.4999758999999999,1.5661776000000001,1.4194202,1.4863343,1.5762897,1.5729048000000001,1.5159684,1.5106002999999999,1.4923723,1.5768599999999999,1.6017859000000001,1.5745191999999999]
["1987-04-10",2.2013197,2.2837260000000001,2.2009582999999999,2.1634734,2.2408624000000001,2.1743190000000001,2.2514637,2.0134614000000002,2.2061867999999998,2.2817590000000001,2.1493573000000001,2.1582629999999998,2.3636200000000001]
["1987-04-11",2.8018773000000001,2.805034,2.6729877000000002,2.8006704,2.8872827999999999,2.6731769999999999,2.7815241999999998,2.568203,2.7404647,2.8274078,2.7451458,2.7662640000000001,1.8381175999999999]
["1987-04-12",1.4627966999999999,1.4021695999999999,1.7755263999999999,1.2369479999999999,1.3534094999999999,1.7423632,1.676121,1.6894867,1.5076265,1.3405282000000001,1.7228806000000001,1.7520188000000001,1.4599892999999999]
["1987-04-13",0.9572214,0.95623100000000005,0.74283880000000002,0.90682759999999996,0.93474349999999995,0.78612530000000003,0.67275256000000005,0.6822144,0.64254034000000004,0.97806610000000005,0.68319779999999997,0.73802685999999995,1.2252586999999999]
["1987-04-14",1.0317803999999999,1.0964495999999999,1.3763143,0.92453640000000004,0.94002649999999999,1.2972716,1.2260789999999999,1.2484622999999999,1.1409467,1.0450204999999999,1.2218709000000001,1.1881256,1.7685801999999999]
["1987-04-15",1.5770613,1.6839173999999999,1.4642278,1.6805920000000001,1.6642944,1.435937,1.5154224999999999,1.36056,1.5730352000000001,1.6882496,1.4269038000000001,1.3999016,1.3428285]
["1987-04-16",1.6006275000000001,1.6489357,1.6639714999999999,1.5319296,1.572336,1.6648803999999999,1.6889107999999999,1.5897233,1.6214294,1.6518596000000001,1.6521279,1.6794096999999999,1.6451732999999999]
["1987-04-17",2.518761,2.6172309999999999,2.548807,2.4730460000000001,2.5651510000000002,2.4897282000000001,2.6509407,2.3375351000000002,2.4909050000000001,2.5777296999999999,2.5015051000000001,2.514465,2.2504127]
["1987-04-18",2.2683770000000001,2.4773170000000002,2.1206171999999999,2.4304570000000001,2.3958542,2.0711976999999999,2.2021635000000002,1.9115637999999999,2.2843132000000002,2.536781,2.0269756000000001,1.9803202,2.3809412000000001]
["1987-04-19",1.4742580000000001,1.5950328,1.9382596000000001,1.3312533,1.3468469000000001,1.8237087999999999,1.7235826999999999,1.7298898,1.6452325999999999,1.5621688,1.7003126,1.6416245,2.1437306]
["1987-04-20",1.8766824,1.7653984,1.9441463999999999,1.8187641999999999,1.9124748,1.9251608,1.9216557000000001,1.9144028,1.8090238999999999,1.7428858,1.9818929999999999,2.0038369999999999,1.6093097000000001]
["1987-04-21",1.4128719999999999,1.3495539999999999,1.3822082,1.3967712000000001,1.4493417,1.4152013000000001,1.415924,1.3967723999999999,1.3525904,1.3867674999999999,1.4533281,1.4966094000000001,1.078938]
["1987-04-22",1.9536199999999999,1.9685006,1.8510544,2.0125115,2.0189984000000001,1.9352967999999999,1.9173279999999999,1.8455923999999999,1.9125490000000001,2.0770613999999998,1.9245558,2.0193020000000002,1.6250766999999999]
["1987-04-23",2.9016039999999998,2.9812248000000001,2.8112085000000002,2.931692,3.0102177000000001,2.8019322999999998,2.9495355999999999,2.6370760999999998,2.8362905999999999,3.0075034999999999,2.815118,2.8683044999999998,2.7783693999999999]
["1987-04-24",3.0414430000000001,3.0195606000000002,2.9455330000000002,2.9998224000000002,3.1416216000000001,2.9809089000000002,3.07796,2.8179405000000002,2.9346961999999999,2.9802468000000002,2.9868456999999999,3.0762166999999998,2.6036541]
["1987-04-25",2.4841115,2.6537893000000001,2.5399910999999999,2.514777,2.5089412000000002,2.5191164000000001,2.5430709999999999,2.3393025000000001,2.5526282999999999,2.7123393999999998,2.4174030000000002,2.4007703999999999,2.4055781000000001]
["1987-04-26",2.3493645000000001,2.2525802000000001,2.3711283000000001,2.2596786,2.3969420000000001,2.3614540000000002,2.4369360000000002,2.3051002,2.2508244999999998,2.1809669999999999,2.4136194999999998,2.4366151999999999,1.6389034]
["1987-04-27",2.5121739999999999,2.5691948,2.4855870000000002,2.4803451999999999,2.5621798,2.4649725,2.5617328000000001,2.3678379999999999,2.4891019999999999,2.5297005000000001,2.4835430000000001,2.4825550000000001,2.9771268000000002]
["1987-04-28",3.4659944,3.5198944000000001,3.4832573,3.4127671999999998,3.5289320000000002,3.5054872000000001,3.5738219999999998,3.2927024,3.4302888,3.5512252000000002,3.4657087,3.5469325,3.6187143000000002]
["1987-04-29",2.6692963000000001,2.7554799999999999,2.6221611,2.7211951999999999,2.7441309999999999,2.6485417,2.6651929999999999,2.4900568000000001,2.6631049999999998,2.8138109999999998,2.579393,2.6172240000000002,3.1442670000000001]
["1987-04-30",0.95378200000000002,1.0522434000000001,1.2220736000000001,0.87367050000000002,0.86765049999999999,1.1537312,1.0817273999999999,1.0950726,1.0861848999999999,1.0456741000000001,1.064856,1.0152037,2.0624851999999998]
["1987-05-01",1.3281833999999999,1.3452021000000001,1.3589446999999999,1.2858174,1.3071005,1.3668833,1.3487659000000001,1.3286605,1.3545780999999999,1.3590842000000001,1.3537838,1.3546537000000001,0.96202909999999997]
["1987-05-02",2.5919672999999999,2.6818694999999999,2.8082227999999998,2.4804567999999998,2.5532824999999999,2.7266629999999998,2.7541682999999999,2.6098838,2.6717021000000001,2.6423483000000001,2.6988349999999999,2.6499321,2.9099762]
["1987-05-03",2.3401877999999998,2.3221756999999998,2.3519584999999998,2.3041900000000002,2.3742225000000001,2.3112270000000001,2.3718810000000001,2.3016502999999999,2.3115923,2.3052275,2.4055833999999998,2.3890693000000001,2.0054414]
["1987-05-04",2.6167729999999998,2.5807397000000001,2.7982087,2.4479772999999998,2.5910782999999999,2.7159803,2.7740165999999999,2.6652309999999999,2.6192730000000002,2.4776250000000002,2.7769767999999999,2.7429247000000001,2.5515275000000002]
["1987-05-05",1.3599924999999999,1.3003876000000001,1.4446296999999999,1.3965266000000001,1.4290197,1.4022733000000001,1.3721633,1.3942136999999999,1.3171685,1.2714669999999999,1.4134880999999999,1.4081049999999999,1.588921]
["1987-05-06",1.5633982,1.4906704,1.6814070000000001,1.4743356000000001,1.5434053999999999,1.6542422999999999,1.6572496000000001,1.6910849999999999,1.5345519999999999,1.4780470000000001,1.7228044,1.7335989999999999,1.2128810000000001]
["1987-05-07",3.0158782,2.9282167000000001,3.0379713000000002,2.8799253,3.0584980000000002,3.0204240000000002,3.1220781999999998,2.9439027000000002,2.9238417000000001,2.7859761999999999,3.0871043,3.1189637000000001,2.3567846000000001]
["1987-05-08",2.7888980000000001,2.9166384000000001,2.8990900000000002,2.7855143999999998,2.8133442,2.8569230000000001,2.8837516000000001,2.6982954000000001,2.8411542999999999,2.9230765999999999,2.7797198000000001,2.7617023000000001,3.0791046999999998]
["1987-05-09",3.2534200000000002,3.4563839999999999,3.540403,3.1295337999999999,3.1855950000000002,3.4356444000000002,3.4889033,3.2540610000000001,3.3988965000000002,3.4040843999999999,3.3463213000000001,3.2623663000000001,3.8534036]
["1987-05-10",2.6742135999999999,2.711519,2.7064257,2.6302150000000002,2.6768915999999998,2.7197909999999998,2.73007,2.6274817000000001,2.6872120000000002,2.748224,2.7201805000000001,2.7527921000000002,2.536]
["1987-05-11",2.006335,2.0802793999999998,1.9023353999999999,2.1328024999999999,2.0885997000000001,1.9288524,1.9045542,1.8029712,2.0282352000000001,2.2003054999999998,1.8697680000000001,1.8725560000000001,1.9880165999999999]
["1987-05-12",2.5121267,2.4401033000000001,2.5797539999999999,2.3834051999999999,2.4837945000000001,2.5975990000000002,2.598446,2.5904113999999998,2.4860289999999998,2.4286300000000001,2.6755754999999999,2.7064867000000001,1.7971699999999999]
["1987-05-13",2.7894312999999999,2.8608875,2.7505473999999999,2.8369987000000001,2.8524053,2.7404405999999999,2.7790824999999999,2.6276605000000002,2.7975240000000001,2.8906493000000002,2.7276373,2.7215957999999998,2.4922442]
["1987-05-14",1.3949769000000001,1.4624433999999999,1.4856132,1.4063095999999999,1.3798855999999999,1.419203,1.4434104999999999,1.432191,1.4493906000000001,1.4978507999999999,1.4520162000000001,1.3872196999999999,1.181335]
["1987-05-15",2.0249576999999999,2.0331686000000002,2.2814535999999999,1.899219,1.9582828000000001,2.2196416999999999,2.1836622000000001,2.1897085000000001,2.0873333999999999,2.0142623999999998,2.2180260000000001,2.1979475000000002,2.1678986999999998]
["1987-05-16",2.215722,2.3226447000000001,2.3256774,2.2009089999999998,2.2008116000000002,2.3004725000000001,2.2796599999999998,2.1944317999999998,2.2987449999999998,2.3583197999999999,2.2404451000000001,2.2074142000000001,2.6703331000000001]
["1987-05-17",1.3895759999999999,1.4754866,1.4744343,1.3246741,1.3227374999999999,1.4875596,1.4422842,1.4102838,1.4830293999999999,1.5279415999999999,1.4368774,1.4351274999999999,1.5981312000000001]
["1987-05-18",0.50051475000000001,0.4922108,0.61433439999999995,0.94123380000000001,0.48850710000000003,0.58033250000000003,0.55520049999999999,0.59054446000000005,0.51300509999999999,0.48144794000000002,0.58749240000000003,0.57766340000000005,1.0634303000000001]
["1987-05-19",2.7455337000000002,2.7720634999999998,2.7607875000000002,2.62717,2.6969987999999998,2.7961252000000001,2.8157722999999999,2.7287680000000001,2.7807179999999998,2.7885113000000001,2.8281200000000002,2.8381723999999999,2.5135640000000001]
["1987-05-20",2.8988749999999999,2.8761147999999999,2.9144568,2.8131251000000002,2.9085320000000001,2.9128753999999999,2.9377399999999998,2.8317584999999998,2.8937469999999998,2.8446843999999998,2.9393560000000001,2.9406210000000002,2.5736935000000001]
["1987-05-21",1.9058052000000001,1.9670806000000001,2.0110451999999999,1.900444,1.9040914,1.9493529999999999,1.9499200000000001,1.9078678,1.9672196,1.9791620000000001,1.9476472,1.8906963999999999,2.1673070999999999]
["1987-05-22",1.8225856,1.8549764,1.7455997000000001,1.9294028000000001,1.9042625,1.7150166,1.75928,1.7065581999999999,1.8067306999999999,1.8813770000000001,1.7666576000000001,1.7323915999999999,1.5884275000000001]
["1987-05-23",1.2708931999999999,1.2621346,1.2915562,1.3255444000000001,1.326857,1.2362236,1.2501960000000001,1.2412741,1.2569254999999999,1.2735377999999999,1.260054,1.2218127999999999,1.7754426000000001]
["1987-05-24",2.8417309999999998,2.8252139999999999,2.9103455999999999,2.8011333999999999,2.8638197999999999,2.8589983000000001,2.9004843,2.8327334,2.8318129999999999,2.738448,2.9064233000000002,2.8567045000000002,2.0832397999999999]
["1987-05-25",1.8797904999999999,1.8528929999999999,2.0703860000000001,1.7627459999999999,1.8276650000000001,2.0277934000000002,2.0046276999999999,2.0344540000000002,1.9040722000000001,1.7814825000000001,2.0482686000000001,2.0244887,2.2309885]
["1987-05-26",2.4054498999999998,2.3322465000000001,2.6661107999999998,2.1576300000000002,2.2899959999999999,2.6307664000000002,2.6056707000000001,2.6382568000000002,2.4332666000000001,2.2282389999999999,2.6696390000000001,2.6597748000000001,2.1759775000000001]
["1987-05-27",3.233873,3.3195806000000001,3.4715335,3.0659833000000001,3.1295790000000001,3.4512035999999999,3.4204284999999999,3.3468532999999998,3.3444959999999999,3.2980700000000001,3.4006604999999999,3.3814871000000002,3.3055699999999999]
["1987-05-28",1.7335802,1.6610898000000001,1.7734639999999999,1.648606,1.7165463999999999,1.7877529999999999,1.7918833000000001,1.8255394,1.6964383999999999,1.6214622999999999,1.8639318,1.8858330999999999,1.5767415]
["1987-05-29",3.5033164000000001,3.6087202999999999,3.5699139999999998,3.4636624,3.4910990000000002,3.5770347,3.5490390000000001,3.3939233,3.5932871999999998,3.6396915999999999,3.4746744999999999,3.4529740000000002,3.4916719999999999]
["1987-05-30",3.2731059999999998,3.4490072999999999,3.5721319999999999,3.0664262999999998,3.0874426000000001,3.6384432000000002,3.4654207000000001,3.3859892,3.5023875000000002,3.5601012999999999,3.4229767,3.4516816000000001,3.1247804000000001]
["1987-05-31",2.774778,2.8407962000000002,3.1837623000000002,2.5613755999999999,2.6297290000000002,3.1040701999999998,3.0276873000000002,3.0299860000000001,2.9204620999999999,2.7932055,3.0275034999999999,2.9774500000000002,3.6816651999999999]
["1987-06-01",2.4785086999999999,2.4668839999999999,2.6255497999999999,2.3775601000000002,2.4472524999999998,2.5857534000000002,2.5680559999999999,2.5362244,2.509941,2.3922150000000002,2.573178,2.5305146999999999,2.6352090000000001]
["1987-06-02",0.6890868,1.3428677,1.2845021000000001,0.7430696,0.70523550000000002,1.2548949,0.68302715000000003,0.67764939999999996,1.3119692000000001,1.4054009000000001,0.67531229999999998,0.67843056000000002,0.75128936999999996]
["1987-06-03",1.9332752,2.0305884000000001,2.2013478000000002,1.8551283999999999,1.8563662000000001,2.1176856000000002,2.0685337000000001,2.0573442000000002,2.0654056000000001,2.0032391999999999,2.0464541999999999,1.9634336999999999,2.3446405000000001]
["1987-06-04",2.2299563999999998,2.1757634000000001,2.3010136999999999,2.0821383,2.1673646,2.3129776,2.3211153000000002,2.3299313000000001,2.2269646999999999,2.1503076999999999,2.3817819999999998,2.3901154999999998,1.5561467]
["1987-06-05",1.5055825,1.6444603,1.6990015999999999,1.4864253000000001,1.4477724000000001,1.6637245000000001,1.5814458,1.5542095,1.6468522999999999,1.7171613999999999,1.5483127999999999,1.5147704,2.5740278000000001]
["1987-06-06",2.8982882000000001,2.9743442999999998,3.2939707999999999,2.684653,2.7590823000000002,3.1839957000000001,3.1278985000000001,3.1121816999999998,3.0580126999999999,2.9016801999999999,3.1368095999999999,3.0401045999999998,3.2988544000000002]
["1987-06-07",2.8438077000000002,2.9882895999999999,2.9249806,2.8808905999999999,2.8348544000000002,2.9425284999999999,2.8567947999999999,2.7663821999999998,2.9663750000000002,3.117264,2.817345,2.8086517,2.937662]
["1987-06-08",1.4224490999999999,1.4243001,1.5176786,1.3618304000000001,1.3895835000000001,1.5098516,1.4789874999999999,1.4862614999999999,1.4531608,1.4106797,1.5004226000000001,1.4975681000000001,1.4921483]
["1987-06-09",1.3130828999999999,1.3037443,1.3747069999999999,1.2841213,1.3029442,1.3535633,1.3534857,1.3827212,1.3157002,1.3098284,1.3979676999999999,1.3830161999999999,1.6332690000000001]
["1987-06-10",2.0309129000000001,2.0776240000000001,2.4088633000000002,1.7424664000000001,1.8367754999999999,2.3195983999999998,2.2924554000000001,2.3259637,2.1770844,1.948545,2.3250164999999998,2.2402793999999999,2.7089846]
["1987-06-11",2.0487709999999999,1.9146216,1.9744238000000001,1.9425239999999999,2.0471868999999998,2.0056440000000002,2.0712942999999999,2.102617,1.9471254,1.8697716,2.1780900000000001,2.2040886999999998,1.724186]
["1987-06-12",2.8822014,2.9130210000000001,2.7888348000000001,2.9015621999999999,2.9224095000000001,2.7366172999999998,2.8544239999999999,2.7572074,2.8761926,2.816071,2.8368660000000001,2.7315594999999999,2.4229850000000002]
["1987-06-13",1.9478683000000001,2.0014443000000002,1.9272393999999999,2.0693347000000002,2.0240070000000001,1.8858656,1.8995082000000001,1.86616,1.9544926,1.9936613999999999,1.8900726000000001,1.8441445999999999,2.1941492999999999]
["1987-06-14",2.5721352,2.5164165000000001,2.3191967,2.6118177999999999,2.6505122000000001,2.3320978000000001,2.4780449999999998,2.4232516,2.4677289,2.5035750000000001,2.5348575000000002,2.5047761999999998,1.9801329999999999]
["1987-06-15",1.7239005999999999,1.5892535000000001,1.8148827999999999,1.6106242,1.7191563999999999,1.7640130000000001,1.7975924000000001,1.8414272,1.6591536,1.4696224,1.8779984000000001,1.8504472000000001,1.6602786]
["1987-06-16",2.765841,2.8399000000000001,2.6374843000000001,2.8787606000000001,2.8455458,2.6589581999999998,2.6800280000000001,2.5778794,2.7727906999999998,2.9437449999999998,2.6561327000000001,2.656237,3.1083674000000001]
["1987-06-17",1.4274644000000001,1.5137053,1.7647716,1.31159,1.3223781999999999,1.6556778000000001,1.5977287,1.6256515,1.5693029999999999,1.4788584,1.5892455999999999,1.4971954999999999,2.7143617]
["1987-06-18",2.4688569999999999,2.5732815000000002,2.716262,2.4376015999999998,2.4324726999999999,2.6495093999999999,2.5637617000000001,2.5069466,2.599898,2.5580229999999999,2.5044944,2.4314167000000002,3.1256084]
["1987-06-19",0.64639349999999995,0.64537405999999997,0.56964000000000004,1.3981532999999999,1.3281018,0.55146896999999995,0.56794420000000001,0.56202649999999998,0.601993,1.2214571999999999,0.57466790000000001,0.56738204000000003,1.029949]
["1987-06-20",3.2452369000000001,3.2622616,3.256237,3.2436357,3.2764904000000001,3.2448136999999999,3.2517556999999999,3.1731603000000002,3.2566307000000001,3.2960826999999999,3.2424466999999999,3.2058507999999999,3.2365422000000001]
["1987-06-21",2.4649934999999998,2.4818747000000001,2.6984043,2.293345,2.3569757999999998,2.7438742999999999,2.6201886999999999,2.6278717999999999,2.5489042,2.4715712000000001,2.6458051,2.6910943999999999,2.4274406000000002]
["1987-06-22",1.9315500000000001,1.9875411999999999,1.9115123999999999,2.0159832999999998,1.9812921999999999,1.8742348,1.8860546,1.8302854,1.9559139999999999,2.0224142000000001,1.8553993,1.8088272000000001,1.8720410000000001]
["1987-06-23",1.5245196999999999,1.5762156,1.6495142,1.4916107999999999,1.4810471999999999,1.6232359999999999,1.5938547999999999,1.6122566,1.5856459000000001,1.5947325000000001,1.6060821000000001,1.5833644,1.8959059]
["1987-06-24",2.6694602999999999,2.5828245000000001,2.9374932999999999,2.4608585999999999,2.5862205,2.8925135000000002,2.86008,2.9159293000000002,2.6822819999999998,2.5064796999999999,2.9388282000000001,2.9051163,2.770124]
["1987-06-25",0.31357239999999997,0.37665135,0.55847369999999996,0.2267237,0.22603503999999999,0.49648284999999998,0.4424399,0.48195705,0.41635012999999998,0.88744140000000005,0.43755129999999998,0.38400960000000001,1.5442365]
["1987-06-26",2.2679662999999999,2.1782447999999999,2.0196092000000001,2.3601231999999999,2.3851656999999999,2.0805031999999999,2.1402830000000002,2.1041093000000002,2.1382686999999998,2.2311510000000001,2.1863453000000002,2.2254353,1.5592458]
["1987-06-27",1.5361426,1.6029001,1.6689662000000001,1.5305164,1.510561,1.6382224999999999,1.5872377,1.5849219999999999,1.6089298000000001,1.6191933000000001,1.5705028999999999,1.5424199999999999,1.9061048]
["1987-06-28",2.5181136,2.6351966999999998,2.4455840000000002,2.6154980000000001,2.5504389999999999,2.4460993000000002,2.4616017000000001,2.3687893999999998,2.5740352,2.6362195000000002,2.3987645999999998,2.3565624000000001,1.9667920000000001]
["1987-06-29",3.5732235999999999,3.6522975,3.7441374999999999,3.5576892,3.570802,3.6851056,3.6589152999999999,3.5887715999999998,3.6549231999999998,3.5732330999999999,3.6018235999999999,3.5135092999999999,4.1376989999999996]
["1987-06-30",3.4652584000000002,3.5135912999999999,4.0238104000000003,3.0152234999999998,3.1698415,4.0993180000000002,3.8506431999999999,3.8730220000000002,3.6818008,3.5485536999999998,3.8686935999999998,3.9496292999999998,4.1878222999999997]
["1987-07-01",3.6152199999999999,3.6095717,3.6363864000000001,3.5724092000000001,3.6349163,3.6837892999999999,3.6499714999999999,3.5728235000000002,3.6136780000000002,3.6888260000000002,3.6558392,3.6870696999999999,3.9157856]
["1987-07-02",3.1296309999999998,3.2248532999999999,3.2066604999999999,3.1052797000000001,3.1009011000000002,3.2730290000000002,3.1900191000000002,3.1308403,3.2023424999999999,3.3201735000000001,3.1756456000000002,3.2093590000000001,3.4291450000000001]
["1987-07-03",3.7521076,3.7758824999999998,3.9239356999999999,3.5969812999999999,3.6897912000000002,3.935063,3.8978354999999998,3.8242251999999999,3.8104662999999999,3.7218268000000001,3.887184,3.8636276999999999,3.7527344]
["1987-07-04",3.9756459999999998,3.9936457000000001,4.0996566000000003,3.8473337000000001,3.9446083999999999,4.1358166000000001,4.0956454000000004,3.9993400000000001,4.0080875999999996,3.9345615,4.0747413999999997,4.0768089999999999,4.1963533999999996]
["1987-07-05",4.1559249999999999,4.2122945999999999,4.4295549999999997,3.9536555,4.0534577000000001,4.405913,4.374282,4.2913923,4.2591533999999998,4.131958,4.3517565999999999,4.3026410000000004,4.1802115000000004]
["1987-07-06",3.4777914999999999,3.4894612,3.4976159999999998,3.5424935999999998,3.5568476000000002,3.5374683999999998,3.4803731,3.4243771999999999,3.4533252999999999,3.5200423999999999,3.4643416,3.4975830000000001,3.8940492]
["1987-07-07",3.2833334999999999,3.2519927000000002,3.6893503999999999,3.0859616000000001,3.1888957000000002,3.6930155999999998,3.5220959999999999,3.5621033,3.3535620000000002,3.2046282000000001,3.5547795,3.6091540000000002,3.635078]
["1987-07-08",3.5618012000000001,3.6047120000000001,3.7869473,3.4350356999999998,3.4962827999999999,3.8050484999999998,3.7232479999999999,3.6763873,3.6370244,3.646728,3.7221096,3.7421120000000001,3.7053568000000001]
["1987-07-09",4.1171303000000004,4.1651997999999999,4.0280430000000003,4.145778,4.1909942999999998,4.1668835,4.0780034000000001,3.8976907999999999,4.1223893,4.3038964000000002,4.0127480000000002,4.1013755999999999,4.4865050000000002]
["1987-07-10",3.730534,3.7042006999999999,3.4945045000000001,3.8349899999999999,3.8561646999999999,3.7074516000000002,3.5994532000000001,3.4803506999999998,3.6508913000000001,3.9145767999999999,3.5923731000000001,3.7592816,3.1073189000000001]
["1987-07-11",4.2738934000000004,4.2761006000000004,4.2697554000000002,4.2621169999999999,4.3210490000000004,4.4314790000000004,4.2631873999999996,4.15001,4.2738389999999997,4.4406996000000003,4.2449139999999996,4.3756919999999999,4.5445520000000004]
["1987-07-12",3.1264987,3.1588997999999999,3.1047224999999998,3.1741538,3.1912625000000001,3.1181714999999999,3.1121335000000001,3.0219040000000001,3.1211435999999999,3.1701174000000001,3.0847907000000001,3.0798947999999999,3.3440064999999999]
["1987-07-13",3.5253136,3.4972667999999998,3.4582665000000001,3.5684627999999998,3.6186397000000001,3.5167860000000002,3.5044295999999999,3.4140244000000002,3.4581567999999998,3.5214943999999999,3.4941979999999999,3.5081612999999998,3.3555627000000001]
["1987-07-14",2.5639903999999998,2.6977479999999998,2.5021019999999998,2.6468663000000001,2.5845601999999999,2.6543822000000001,2.4996789000000001,2.3949223000000002,2.6458504,2.9131990000000001,2.4355376,2.5539082999999998,2.5943999999999998]
["1987-07-15",2.5641148,2.5590825000000001,2.4098377000000002,2.7067494000000001,2.6883889999999999,2.4662978999999998,2.4449624999999999,2.3669354999999999,2.5048887999999998,2.6191689999999999,2.4197457,2.4583460000000001,2.3401706]
["1987-07-16",1.7895288,1.6994815999999999,1.8925296,1.6564395000000001,1.7473505,1.8954024,1.8824407999999999,1.9230312000000001,1.7600446000000001,1.6195256,1.9452419999999999,1.9631095999999999,1.7071266]
["1987-07-17",0.59426193999999999,0.61690250000000002,0.65946119999999997,0.59124109999999996,0.58313959999999998,0.67931240000000004,0.62260219999999999,0.63747640000000005,0.61926882999999999,0.65357345,0.6271582,0.64932460000000003,1.7577054999999999]
["1987-07-18",1.4285479000000001,1.4551684,1.5121764,1.429657,1.4231316000000001,1.5173681000000001,1.4588270000000001,1.4667414000000001,1.4594062999999999,1.4652092000000001,1.4644459999999999,1.4744352000000001,0.95237950000000005]
["1987-07-19",1.3531221,1.341826,1.3392127,1.4202459000000001,1.4142576,1.3167578,1.3156945,1.305687,1.3305454999999999,1.3509951,1.3225153999999999,1.3095787000000001,1.4745218]
["1987-07-20",1.5041091,1.5659808,1.5147605,1.5838734999999999,1.5360159,1.4867748999999999,1.491212,1.4902943,1.5257993999999999,1.6013234999999999,1.5006851999999999,1.4797309999999999,1.4179812999999999]
["1987-07-21",1.298316,1.3536699000000001,1.4333868999999999,1.2804826,1.2691214,1.3927852000000001,1.356849,1.361283,1.3646069000000001,1.3660578999999999,1.3565906000000001,1.3262202000000001,1.6345637]
["1987-07-22",1.074341,1.0785646,1.2474069999999999,0.44473560000000001,0.47641640000000002,1.2051369999999999,1.1883965999999999,1.2449754,1.1182384000000001,1.0395601999999999,1.2369003999999999,1.2186855999999999,0.65801469999999995]
["1987-07-23",0.55228319999999997,0.51993096000000005,0.59148290000000003,1.2344059999999999,1.1850168000000001,0.56896937000000003,0.54838189999999998,0.58840820000000005,0.513876,0.53207249999999995,0.57834799999999997,0.58771870000000004,1.0568063999999999]
["1987-07-24",1.5663491,1.5022603999999999,1.3903041,1.620004,1.644163,1.4202272,1.4746942999999999,1.4462280000000001,1.4772088999999999,1.5206085,1.498874,1.5247856,1.2724595999999999]
["1987-07-25",2.4782329999999999,2.6055652999999999,2.6017100000000002,2.4949466999999999,2.4693909000000001,2.5996860000000002,2.5383390000000001,2.4761872,2.5714087000000001,2.6989714999999999,2.5088235999999999,2.5038269,3.2401792999999999]
["1987-07-26",2.8721757000000001,2.9056753999999998,3.0018555999999998,2.7203219999999999,2.8093556999999998,2.9743141999999998,2.9938935999999998,2.8877969000000001,2.9294128000000001,2.8641608000000001,2.9702413000000001,2.9394019999999998,2.6826447999999998]
["1987-07-27",2.2470056999999999,2.227176,2.6242234999999998,2.0149170999999999,2.1271148000000002,2.5449785999999999,2.4769100000000002,2.4996119999999999,2.3290367000000001,2.1231525000000002,2.4995866000000002,2.4613342,2.7386189999999999]
["1987-07-28",1.7461043999999999,1.7336020000000001,1.8183423999999999,1.6848567000000001,1.718923,1.8458486000000001,1.8032573000000001,1.8110333999999999,1.755925,1.7711196,1.8347811999999999,1.8691226999999999,1.5823408000000001]
["1987-07-29",1.3898737000000001,1.2919133,1.5329725000000001,1.3026313,1.375478,1.4856305999999999,1.4806329,1.5479738999999999,1.3475982,1.2130152000000001,1.5418384000000001,1.5310672999999999,1.2770097]
["1987-07-30",1.4632012999999999,1.512982,1.5694726000000001,1.4365441000000001,1.4263204,1.5860570000000001,1.5261321999999999,1.5508096,1.5139161000000001,1.5724298999999999,1.554246,1.5895551000000001,1.8951054000000001]
["1987-07-31",2.8542295000000002,2.8736581999999999,3.1804432999999999,2.5626554000000001,2.6849305999999999,3.2082896000000001,3.0962010000000002,3.0701768,2.9711829999999999,2.8867197,3.1074264,3.1479542,3.4135623000000002]
["1987-08-01",3.6559650000000001,3.6806055999999998,3.4660782999999999,3.7074832999999998,3.7426105000000001,3.5957707999999999,3.5758329999999998,3.4254760000000002,3.6161015000000001,3.8374655,3.5662313000000001,3.6755469999999999,3.2152128000000002]
["1987-08-02",1.5228454,1.6898679000000001,1.8932391,1.4242897000000001,1.3926867999999999,1.8247705000000001,1.7092822000000001,1.7137975999999999,1.7179072,1.6976131999999999,1.6626901999999999,1.6231812999999999,2.814263]
["1987-08-03",2.4938400000000001,2.5838386999999998,2.5820447999999998,2.5239400000000001,2.5025284000000001,2.5752012999999998,2.5403535000000002,2.4622366000000002,2.5452921000000002,2.6889211999999998,2.4980855000000002,2.5063643,2.4187585999999999]
["1987-08-04",2.4378307000000001,2.4371781000000001,2.5291307000000001,2.3389389999999999,2.4179997000000002,2.513795,2.5497038000000001,2.4800949999999999,2.4337309999999999,2.3966373999999999,2.5555460000000001,2.5669917999999998,2.5117053999999999]
["1987-08-05",2.1965499999999998,2.3126326000000001,2.3766875000000001,2.1667624000000001,2.1584298999999998,2.4108366999999999,2.3013029999999999,2.2374741999999999,2.2976230000000002,2.4376464000000002,2.2639809999999998,2.3136773000000002,3.0356505]
["1987-08-06",2.0997496,2.2149033999999999,2.3013227000000001,2.0391731000000002,2.0345361,2.3115833000000001,2.2326765000000002,2.1744967000000002,2.206442,2.3041296,2.1959648000000001,2.22153,2.2842530999999999]
["1987-08-07",2.8731287000000001,2.9240436999999999,2.9471569999999998,2.7338767000000002,2.8122869000000001,2.9969282000000002,2.980343,2.8661620000000001,2.9290848,2.9708728999999998,2.9721636999999999,3.0185995000000001,2.3978259999999998]
["1987-08-08",1.6299474,1.6730118,1.650369,1.6314518,1.6331251,1.6950711999999999,1.6319908999999999,1.5928633000000001,1.6669453000000001,1.7513607,1.6247627,1.6572720999999999,1.9602573999999999]
["1987-08-09",1.4929821000000001,1.4997004,1.5312349999999999,1.4513803999999999,1.4697685,1.5864910999999999,1.5369122,1.5474403999999999,1.5033270000000001,1.5615760000000001,1.5745956000000001,1.6354476,1.6808608]
["1987-08-10",2.1993032000000001,2.2120411,2.0546986999999999,2.2519038,2.2892377000000002,2.0536469999999998,2.1504493,2.0233164000000001,2.1342127,2.2313809999999998,2.1154999999999999,2.1058566999999999,2.242407]
["1987-08-11",1.7454502999999999,1.9160248,1.7782274,1.778106,1.720224,1.8003081999999999,1.7605774000000001,1.657751,1.8540074,2.0229661000000001,1.6830282000000001,1.6598245,2.0342245000000001]
["1987-08-12",1.405268,1.4218379999999999,1.3741161,1.476793,1.4524028,1.4101774,1.3732688,1.3628929999999999,1.3928715,1.5147368999999999,1.3787539,1.4127959999999999,0.90585830000000001]
["1987-08-13",1.0297215,1.0782809,1.2433311,0.95385660000000005,0.95840519999999996,1.2071065000000001,1.1399477,1.1729453000000001,1.1083384999999999,1.0511096,1.1355462000000001,1.1163867000000001,1.3609437]
["1987-08-14",2.8648023999999999,2.87297,2.645003,2.8948417000000002,2.9605459999999999,2.7064767000000001,2.8096135000000002,2.6002420000000002,2.7812169,2.9527589999999999,2.7478456000000002,2.812122,2.1912842000000001]
["1987-08-15",3.2057962,3.2859935999999998,3.2391994,3.0890119999999999,3.2029861999999998,3.3042674000000001,3.3451407,3.0991534999999999,3.2027093999999998,3.3130082999999999,3.2485656999999999,3.3453330000000001,3.0348961000000001]
["1987-08-16",3.5388872999999998,3.7655660000000002,3.7485027,3.3904109999999998,3.4684784,3.9015312,3.7694150999999998,3.4263444000000001,3.6668837000000001,3.923035,3.5665925000000001,3.7603716999999999,4.3379820000000002]
["1987-08-17",1.1825597999999999,1.2606082000000001,1.2771399000000001,1.2604808999999999,1.1993167,1.3880273000000001,1.1977454000000001,1.211268,1.2314130000000001,1.428852,1.1772236,1.2968911000000001,1.8747914000000001]
["1987-08-18",1.9895898000000001,2.0375040000000002,2.0649511999999999,1.8956999999999999,1.9404318,2.0922882999999999,2.0791137000000002,1.9915304,2.0317310000000002,2.0355002999999998,2.0312730999999999,2.0569334000000001,1.6804378]
["1987-08-19",2.7600403,2.8241649999999998,2.5470567000000002,2.825529,2.8833573000000001,2.6760986,2.6942089,2.4519593999999998,2.6892383,2.9015211999999999,2.5825524,2.7028067,2.1318997999999998]
["1987-08-20",3.3402935999999999,3.4588535,3.5565699999999998,3.1502268,3.2906911000000001,3.5822650999999999,3.5905583000000001,3.3053555000000001,3.3890731000000001,3.443241,3.4433296000000002,3.5403563999999998,3.3574052000000001]
["1987-08-21",3.0822527000000002,3.274902,3.0276542000000002,3.0761384999999999,3.1082722999999999,3.1838057000000002,3.1212268000000001,2.8208275,3.1356459999999999,3.4561926999999999,2.943095,3.0962160000000001,3.4651196]
["1987-08-22",1.7931767000000001,1.8532168,1.7311570000000001,1.7919252000000001,1.7930801999999999,1.7643982,1.8034356,1.7109365000000001,1.7998216,1.8812777999999999,1.7635711000000001,1.7876787999999999,1.1760545]
["1987-08-23",2.4314279999999999,2.5070841000000001,2.1998446,2.4633940000000001,2.5154781000000002,2.2567778000000001,2.3814730000000002,2.144371,2.371686,2.5430297999999998,2.2883874999999998,2.3416057000000001,2.0423840000000002]
["1987-08-24",1.1854990999999999,1.1098490999999999,1.101791,1.2413776000000001,1.27467,1.0825121,1.1300013,1.1234274,1.0881628000000001,1.0679202999999999,1.1576439999999999,1.1579273999999999,0.92228650000000001]
["1987-08-25",0.58005625000000005,0.50904300000000002,0.77798206000000003,0.40461000000000003,0.49002916000000002,0.76971763000000004,0.72921972999999995,0.8119459,0.58691835000000003,0.45649060000000002,0.81355860000000002,0.84136560000000005,0]
["1987-08-26",1.3240539,1.3230759000000001,1.3699551000000001,1.3136486000000001,1.3332033999999999,1.3773835999999999,1.3464851,1.3303716000000001,1.3284571999999999,1.3458197000000001,1.3524023999999999,1.3724343999999999,1.3016558]
["1987-08-27",0.99249129999999997,0.97610540000000001,1.7425900000000001,0.8333275,0.89887950000000005,1.7241328,1.5765203999999999,1.6837252,1.0585268000000001,0.98561869999999996,1.6618662,1.7107604000000001,1.2585343]
["1987-08-28",2.3287425000000002,2.3838653999999999,2.4171960000000001,2.2293546000000002,2.3132918,2.4840057,2.4460685,2.2780497,2.3465335,2.44224,2.3768980000000002,2.4850395000000001,2.2782084999999999]
["1987-08-29",1.1620322000000001,1.1774773999999999,1.189249,1.1686475999999999,1.1728506000000001,1.2489041000000001,1.1737211000000001,1.1581087000000001,1.1670180000000001,1.2284914,1.1609366000000001,1.2244936,1.3110417000000001]
["1987-08-30",1.3970621000000001,1.4434273,1.4905732,1.4146928000000001,1.4154457,1.5094014,1.4439843999999999,1.3969366999999999,1.4194216,1.5040564999999999,1.4073194,1.4463954000000001,1.8876728]
["1987-08-31",2.1398890000000002,2.1738615000000001,2.1776966999999998,2.1057682,2.1648125999999999,2.2000928000000002,2.2106309999999998,2.0566694999999999,2.1300501999999999,2.209416,2.1514764,2.2097509999999998,2.1518228000000001]
["1987-09-01",1.776402,1.7787294,1.6943265999999999,1.6690434999999999,1.7771512,1.76224,1.8200031999999999,1.6592169999999999,1.7245995999999999,1.7102109999999999,1.7618426,1.8514428000000001,1.6468129]
["1987-09-02",1.0663640000000001,1.0019366999999999,0.90818520000000003,1.1785581999999999,1.1893161999999999,0.9677905,0.95052340000000002,0.92923,0.96122160000000001,1.0523323,0.95140729999999996,1.0144203000000001,1.1613221]
["1987-09-03",1.3908935,1.5208918,1.4878423000000001,1.380179,1.3560410000000001,1.5248888,1.4439930999999999,1.3812835999999999,1.4825697,1.5928602999999999,1.3852046,1.4158915999999999,1.9547333]
["1987-09-04",2.1699679999999999,2.2385597000000002,2.0931768000000002,2.1439059,2.2273084999999999,2.1344034999999999,2.2118275000000001,1.9591856000000001,2.1250583999999999,2.3085325000000001,2.1031870000000001,2.1903622,2.156701]
["1987-09-05",1.1986245,1.1832028999999999,1.5509644,0.97275219999999996,1.0642058000000001,1.5013920999999999,1.4457161000000001,1.4798401999999999,1.2666094000000001,1.1109635,1.4820582,1.4894934,1.4669144999999999]
["1987-09-06",1.3393425999999999,1.4737585,1.3985164999999999,1.3275577999999999,1.2986051999999999,1.3959465,1.3764011,1.3026,1.4357697,1.5375970999999999,1.334603,1.3246429,1.5550286]
["1987-09-07",1.3862578000000001,1.4884162999999999,1.6326928000000001,1.3048724,1.3222103000000001,1.6119079999999999,1.5395255999999999,1.4613769999999999,1.4843744000000001,1.5217947999999999,1.4764120000000001,1.5016617999999999,2.3094961999999999]
["1987-09-08",1.6375078999999999,1.6400193000000001,1.5369104,1.5990375999999999,1.6958218,1.5546584000000001,1.6645000000000001,1.471498,1.5563815999999999,1.6221071,1.5980247000000001,1.6546129000000001,1.4576141]
["1987-09-09",1.3852544,1.5021386999999999,1.7174646,1.1831346,1.2242967,1.7124098999999999,1.6255436999999999,1.5506405999999999,1.5297206999999999,1.5140705999999999,1.5728295999999999,1.5983830999999999,2.1817193000000001]
["1987-09-10",2.2141087000000002,2.2543063000000001,2.4837712999999999,2.0063312,2.1080179999999999,2.5193048,2.4200585000000001,2.3210807,2.2963811999999999,2.2865582,2.3868456,2.4681030000000002,2.6381977000000001]
["1987-09-11",1.7281504000000001,1.9278822,1.9459864,1.6669662000000001,1.6421827,1.9493406,1.8488648000000001,1.7364649999999999,1.8992612,2.0277096999999999,1.7591387999999999,1.7759609999999999,2.8047361]
["1987-09-12",1.9271187000000001,2.0514312000000001,2.1232359999999999,1.8580547999999999,1.861936,2.1334857999999999,2.0100574,1.9323492,2.0671987999999999,2.1104864999999999,1.9413214000000001,1.9497287999999999,3.0336726000000001]
["1987-09-13",0.40574633999999998,0.4919963,0.84091910000000003,0.2316125,0.23898283000000001,0.75337726000000005,0.64726620000000001,0.71887182999999999,0.56570405000000001,0.39530134,0.643181,0.58209133000000002,1.6934594000000001]
["1987-09-14",1.9059539999999999,2.0078806999999999,1.8761703999999999,1.8746757999999999,1.9479146000000001,1.859602,1.9843291999999999,1.6911179999999999,1.8825896,2.0327199999999999,1.8497028,1.915338,2.3073619999999999]
["1987-09-15",1.3219730999999999,1.4187746999999999,1.4278196000000001,1.2487539999999999,1.289622,1.4513832,1.4333376,1.2787295999999999,1.3696493999999999,1.4692183999999999,1.3442459,1.4099663,1.9408160000000001]
["1987-09-16",0.82533500000000004,0.85222940000000003,0.87134,0.82417030000000002,0.82063470000000005,0.95171859999999997,0.83929480000000001,0.83624922999999995,0.84808030000000001,0.92533730000000003,0.83015119999999998,0.9068581,1.0247617]
["1987-09-17",1.2939594000000001,1.3441107999999999,1.1884531,1.2481705999999999,1.3016846,1.2261826,1.3026255,1.1481884,1.2705234000000001,1.3421304000000001,1.2312601999999999,1.2780095,0.86684260000000002]
["1987-09-18",1.6380722999999999,1.6693804999999999,1.6754990000000001,1.5101397000000001,1.6155815,1.7472239000000001,1.773571,1.5511028,1.6107355000000001,1.7019289,1.6817991999999999,1.8470165000000001,1.7410592]
["1987-09-19",0.53551506999999998,0.54575240000000003,0.37102222000000001,1.0758368,1.0158836,0.45211136000000002,0.40657383000000002,0.36741649999999998,0.48170230000000003,0.68943379999999999,0.3873875,0.46452379999999999,0.67741569999999995]
["1987-09-20",1.2730661999999999,1.4140157,1.3520511,1.1851802,1.2205771000000001,1.3649789000000001,1.3849070000000001,1.2037461,1.3388758000000001,1.4147114999999999,1.2669357999999999,1.3099970000000001,1.2420392]
["1987-09-21",0.88229170000000001,0.99226099999999995,1.2611485,0.75385709999999995,0.75589024999999999,1.2495368,1.0906184000000001,1.0831145,1.0389128999999999,1.0401266,1.0377907,1.0607625999999999,1.717076]
["1987-09-22",1.872485,1.8883744,2.1081523999999998,1.6190286,1.7873296000000001,2.1774355999999999,2.1383063999999998,1.8989718,1.8760298,1.8868796000000001,2.0400233000000001,2.2309703999999999,2.5481155000000002]
["1987-09-23",1.2603915000000001,1.3542468999999999,1.3121324000000001,1.1618877999999999,1.2494437,1.3120134999999999,1.3652483,1.1741596000000001,1.2694846,1.332444,1.2672935999999999,1.323197,1.6980139999999999]
["1987-09-24",1.3190652,1.3897192,1.3290693,1.2550247000000001,1.3388066000000001,1.3237745000000001,1.4062929,1.1816745,1.3001389999999999,1.3911906000000001,1.3022431999999999,1.3710393999999999,1.5173413]
["1987-09-25",1.0599144,1.1397276000000001,1.1216279,0.95645270000000004,1.0486053,1.0984111999999999,1.2022801999999999,0.95434350000000001,1.0547994000000001,1.1136998,1.0811573999999999,1.1458254000000001,1.4051476000000001]
["1987-09-26",1.3832802,1.4508137000000001,1.2909288000000001,1.3515528000000001,1.4400664999999999,1.310268,1.4319918,1.1552210999999999,1.3255808,1.4732596,1.316451,1.4130465999999999,0.96898899999999999]
["1987-09-27",1.1962052999999999,1.3441904,1.105388,1.2017770000000001,1.2543228,1.1542787999999999,1.2308072999999999,0.93130089999999999,1.1799409999999999,1.4279820000000001,1.0683532,1.1793412999999999,1.4319932]
["1987-09-28",0.8309356,0.86757340000000005,0.83135729999999997,0.82697569999999998,0.83711550000000001,0.96495609999999998,0.84365520000000005,0.78391843999999999,0.84330819999999995,1.0017471,0.81944450000000002,0.95244700000000004,0.93476130000000002]
["1987-09-29",0.91001580000000004,0.96687069999999997,0.90799200000000002,0.91250149999999997,0.91789909999999997,0.94018919999999995,0.95441779999999998,0.82543370000000005,0.91458790000000001,1.0509151000000001,0.90387379999999995,0.97217319999999996,0.92732789999999998]
["1987-09-30",0.99821850000000001,1.1087244000000001,0.99674960000000001,0.9310155,0.99304749999999997,1.0017475,1.0929120000000001,0.86595120000000003,0.99928439999999996,1.1334517,0.9831413,1.0525593,1.4119003000000001]
["1987-10-01",1.3054242,1.4119229,1.2374718,1.2478484000000001,1.3405416000000001,1.2764238999999999,1.4109255999999999,1.0427061,1.2538130000000001,1.4581245,1.2380017999999999,1.3888084999999999,1.2382122]
["1987-10-02",1.1587448,1.2970358,0.99393299999999996,1.2474257,1.2558529,1.0207432999999999,1.1083513,0.8626878,1.1287433,1.3843641,0.97108510000000003,1.0305587,1.0960947999999999]
["1987-10-03",1.5378951000000001,1.5857927000000001,1.4872692000000001,1.4658568999999999,1.5576432,1.5755385,1.592873,1.3794576999999999,1.501198,1.6651271999999999,1.5053951999999999,1.6462011000000001,1.2118864]
["1987-10-04",0.70618736999999998,0.71882380000000001,0.6592327,0.68022419999999995,0.71660405000000005,0.68848419999999999,0.72678299999999996,0.63822555999999997,0.67563194000000004,0.74029917000000001,0.69610879999999997,0.75565819999999995,0.52793497]
["1987-10-05",0.57238160000000005,0.60454859999999999,0.5503268,0.56091939999999996,0.577488,0.55827599999999999,0.59059846000000005,0.52010416999999998,0.56350327,0.61422913999999995,0.55445599999999995,0.58081156,0.31211948]
["1987-10-06",0.61925560000000002,0.65169540000000004,0.66225940000000005,0.61116784999999996,0.61652629999999997,0.6560975,0.65758629999999996,0.61302219999999996,0.63263219999999998,0.67864349999999996,0.64120390000000005,0.65973634000000003,0.69630426000000001]
["1987-10-07",0.19913307,0.25007412000000001,0.31410068000000002,0.35153210000000001,0.34569465999999999,0.29475017999999997,0.24187755999999999,0.23315167000000001,0.26337033999999998,0.26419695999999998,0.22109377,0.20277643000000001,0.78839000000000004]
["1987-10-08",1.8829871,1.9427968,2.0359992999999998,1.7024520000000001,1.8203136,2.0428885999999999,2.0399186999999999,1.8800268,1.9347798,1.9588116,1.9914018,2.0564163,1.7663769]
["1987-10-09",0,0,0,0,0,0,0,0,0,0,0,0,0.24016598]
["1987-10-10",0.52499839999999998,0.66623719999999997,0.16114928000000001,0.77212833999999997,0.63213222999999996,0.18307413,0.18559183000000001,0.13424431000000001,0.544076,0.8420067,0.15190302,0.15607396000000001,0.58888079999999998]
["1987-10-11",0.69113329999999995,0.77129999999999999,0.75174432999999996,0.62811240000000002,0.66735449999999996,0.79146105,0.79238600000000003,0.62390274000000001,0.70926060000000002,0.83909699999999998,0.70856669999999999,0.80927163000000002,0.97948060000000003]
["1987-10-12",0.69240829999999998,0.7467937,0.64613719999999997,0.61538093999999999,0.73669399999999996,0.64462299999999995,0.79671239999999999,0.48355234000000002,0.61221033000000002,0.72352000000000005,0.64641959999999998,0.76712630000000004,0.62512809999999996]
["1987-10-13",0.61514139999999995,0.6736086,0.63771679999999997,0.55076009999999997,0.61253389999999996,0.63339113999999996,0.7083931,0.52402110000000002,0.59643184999999999,0.66180289999999997,0.62042830000000004,0.68993249999999995,0.44368654000000002]
["1987-10-14",0.55120740000000001,0.59201839999999994,0.6505166,0.52608250000000001,0.53551009999999999,0.64561223999999995,0.61421789999999998,0.56314903000000005,0.58510244,0.6193459,0.58895070000000005,0.61214024,0.96296519999999997]
["1987-10-15",2.1960929999999999,2.2812724000000002,2.0194342000000001,2.1879647000000002,2.0116727000000001,2.1803873,2.1178503000000002,1.9926486000000001,2.2467220000000001,2.4532812000000002,2.1022120000000002,2.1929321000000002,1.7854686]
["1987-10-16",2.5779014,2.6045353000000002,2.2800354999999999,2.6618246999999999,2.6905695999999999,2.3560853000000002,2.4335740000000001,2.2079309999999999,2.5162635,2.7061020999999998,2.3902041999999999,2.4479465,1.9087711999999999]
["1987-10-17",0.64795550000000002,0.65148720000000004,0.69338180000000005,0.54798543,0.64103589999999999,0.68448555,0.75198805000000002,0.5950974,0.60941650000000003,0.61663679999999998,0.69604690000000002,0.76851219999999998,0.88795659999999998]
["1987-10-18",1.2196832,1.2057013999999999,1.4393743999999999,1.0012821999999999,1.154693,1.4192216,1.4195267,1.3024696,1.2175509,1.1381540999999999,1.3839405,1.4523950000000001,1.0185194]
["1987-10-19",0.86733389999999999,0.89822670000000004,0.94156399999999996,0.78867540000000003,0.83790710000000002,0.99190270000000003,0.94736790000000004,0.84860599999999997,0.88440620000000003,0.93842619999999999,0.90305789999999997,0.98882910000000002,0.75429999999999997]
["1987-10-20",0.26366842000000001,0.28810012000000002,3.0220276000000001E-2,0.33655849999999998,0.30348639999999999,5.1083150000000001E-2,1.8672237000000001E-2,1.0429971999999999E-2,0.26394580000000001,0.33292433999999999,3.5239207000000001E-3,1.9955665000000001E-2,8.9786829999999998E-2]
["1987-10-21",0.87674890000000005,0.88164160000000003,0.86623600000000001,0.8319183,0.89069679999999996,0.91658899999999999,0.91294450000000005,0.7832962,0.84982530000000001,0.92220789999999997,0.8662396,0.95976740000000005,1.0910683999999999]
["1987-10-22",0.44283410000000001,0.48985200000000001,0.40149974999999999,0.37303025000000001,0.4678679,0.45344385999999998,0.55000526000000005,0.23316646999999999,0.37308687000000001,0.51408520000000002,0.39879933000000001,0.57839750000000001,0.55492764999999999]
["1987-10-23",0.1697179,0.15648115000000001,0.27374959999999998,0.10989059,0.13860620000000001,0.2657081,0.23904178000000001,0.25412452000000002,0.18324651,0.117836766,0.25800013999999999,0.27072839999999998,0.30042294000000003]
["1987-10-24",0.3385823,0.39480295999999998,0.29369532999999998,0.30583846999999997,0.35622814000000003,0.3405994,0.42078900000000002,0.14975403000000001,0.29558962999999999,0.42806773999999997,0.29012470000000001,0.43550404999999998,0.45860400000000001]
["1987-10-25",0.33664694000000001,0.38055074,0.29395347999999999,0.21017021999999999,0.35080080000000002,0.35558380000000001,0.45684313999999998,0.14506722999999999,0.24706694000000001,0.32513029999999998,0.31082389999999999,0.50261529999999999,0.4110394]
["1987-10-26",0,3.0036855000000001E-2,0.12080115,4.3945440000000002E-2,0,0.10541165,0.10996826,9.4161204999999998E-2,0,0.100385,9.359336E-2,6.5470890000000004E-2,0.12870708]
["1987-10-27",0.48919600000000002,0.57411420000000002,0.28733206,0.61602449999999997,0.5471414,0.34359497,0.36250758,0.28422436000000001,0.49646040000000002,0.70479610000000004,0.32487612999999999,0.34486254999999999,2.4325315E-2]
["1987-10-28",0.51053550000000003,0.59963619999999995,0.4128368,0.48961454999999998,0.55199337000000004,0.48875225,0.59471890000000005,0.20278282,0.45022814999999999,0.67198409999999997,0.4015068,0.61620872999999998,0.63968530000000001]
["1987-10-29",0.22654203000000001,0.23635174,0.19984746,0.17943867999999999,0.2286426,0.26846278000000001,0.27073476000000002,0.15539644999999999,0.18791211999999999,0.25318794999999999,0.22522533,0.33990836000000002,0.27114697999999998]
["1987-10-30",0,0,0,0,0,0,0,0,0,6.253802E-2,0,0,0]
["1987-10-31",0.10379022,0.11973965,0,0.1486345,0.12560499,4.672979E-2,7.1240170000000005E-2,6.1791163000000003E-2,9.7391909999999998E-2,0.16846096999999999,6.4233615999999993E-2,5.4797406999999999E-2,0]
["1987-11-01",0,0,0,0,0,0,0,8.4094495000000005E-2,0,0,0,0,0.19663122]
["1987-11-02",0.16187751,0.16222864000000001,0.14099349,0.15227892000000001,0.18633917999999999,0.17716266,0.16672555,0.12072536,0.13465545000000001,0.19113943999999999,0.14853394,0.20583503,0.14804238]
["1987-11-03",0.32759147999999999,0.30765334,0.22182136999999999,0.36038249999999999,0.37478366000000002,0.26327973999999998,0.27289469999999999,0.23447835,0.28321624000000001,0.35985317999999999,0.27378044000000001,0.31787777,0]
["1987-11-04",0.54692229999999997,0.57538299999999998,0.50932460000000002,0.57587370000000004,0.56979793000000001,0.55951459999999997,0.52291189999999999,0.47401260000000001,0.55290240000000002,0.66461990000000004,0.50969050000000005,0.55951050000000002,0.47773199999999999]
["1987-11-05",0.34152423999999998,0.39692404999999997,0.43232443999999998,0.24928267000000001,0.31977496,0.50245359999999994,0.44219079999999999,0.32620515999999999,0.35143121999999999,0.46196994000000002,0.37788389999999999,0.50527275000000005,0.44832329999999998]
["1987-11-06",8.7528250000000002E-2,0.11116063599999999,6.9388844000000005E-2,0.11659335999999999,0.113897726,6.8777279999999996E-2,6.8936824999999993E-2,5.6641705000000001E-2,8.3913580000000002E-2,0.15646918000000001,6.0611190000000002E-2,5.716297E-2,0.2361038]
["1987-11-07",5.0989576000000002E-2,5.7955767999999998E-2,0,4.9046434E-2,4.687931E-2,0,0,0,5.9477380000000003E-2,6.5158640000000004E-2,0,0,0.104129575]
["1987-11-08",7.2286315000000004E-2,0.21016615999999999,0.24896322000000001,2.3469899999999998E-2,4.0240041999999997E-2,0.34320404999999998,0.24320422,0.24878873000000001,0.22577815000000001,0.3092763,0.25795390000000001,0.35994135999999999,0.17850567000000001]
["1987-11-09",0,0,0,0,0,0,0,0,0,0,0,0,0.14263398999999999]
["1987-11-10",4.4521353999999999E-2,5.3505030000000002E-2,7.2872825000000002E-2,3.1502580000000002E-2,3.4276229999999998E-2,0.14170965999999999,5.8891474999999999E-2,6.0212300000000003E-2,5.8431074E-2,0.12733379,6.1883189999999998E-2,0.13428213,0.170904]
["1987-11-11",0,0,5.4207819999999999E-3,0,0,0,0,0,0,0,0,0,0.51151400000000002]
["1987-11-12",0.88189779999999995,0.87454259999999995,0.79500663000000005,0.89589180000000002,0.96038040000000002,0.8290961,0.87541780000000002,0.70748186000000002,0.80034110000000003,0.91567480000000001,0.82252455000000002,0.91953910000000005,0.8079094]
["1987-11-13",0.13556018,0.21272968,0.3924918,0.103852265,8.6781469999999999E-2,0.38550669999999998,0.30087286000000002,0.29276249999999998,0.32324733999999999,0.26630851999999999,0.28042915000000002,0.2791091,0.74478345999999995]
["1987-11-14",0.27801274999999998,0.40536233999999999,0.29870809999999998,0.21540909999999999,0.27249187000000002,0.33655304000000003,0.39700605999999999,0.10238047,0.27979794000000002,0.47517135999999999,0.23900360000000001,0.40060403999999999,0.57958109999999996]
["1987-11-15",0.25472897,0.27589738000000003,0.27048435999999998,0.25599998000000002,0.25656774999999998,0.29450530000000003,0.24788962,0.21779227000000001,0.27817599999999998,0.32114654999999998,0.23083714999999999,0.24402003,0.27244487000000001]
["1987-11-16",0.25934705000000002,0.25453234000000002,0.30466219999999999,0.15211527,0.24150730000000001,0.3004155,0.368066,0.24629775000000001,0.21402927999999999,0.22083449999999999,0.33604847999999998,0.41379369999999999,3.2653525000000003E-2]
["1987-11-17",0.4473047,0.52625390000000005,0.56752557000000003,0.38594738000000001,0.41222239999999999,0.62028163999999997,0.53464129999999999,0.45009475999999998,0.50069134999999998,0.61534889999999998,0.48191279999999997,0.57195189999999996,0.9140897]
["1987-11-18",0.20416297,0.24710013,0.25131302999999999,0.18509074,0.19257495999999999,0.2797386,0.23506050000000001,0.20515800000000001,0.23051582000000001,0.30802622000000002,0.21801490000000001,0.25687563000000002,0.36725676000000002]
["1987-11-19",0,0,0,0,0,0,0,0,0,0,0,0,0]
["1987-11-20",0.70044249999999997,0.74778100000000003,0.69299540000000004,0.72370749999999995,0.71442234999999998,0.72643009999999997,0.70135950000000002,0.62897780000000003,0.71847874,0.82609314,0.68298239999999999,0.73236460000000003,0.74002679999999998]
["1987-11-21",0.30171949999999997,0.34893595999999999,0.34324902000000002,0.27406575999999999,0.28388007999999998,0.38317907000000001,0.33973693999999999,0.28869529999999999,0.33520802999999999,0.41608724000000002,0.31928176000000003,0.38317266,0.56644110000000003]
["1987-11-22",0,0,6.1664220000000004E-3,0,0,1.0705741E-2,0,0,0,1.3303723E-2,3.7261265999999999E-3,1.6457375E-2,2.6133304E-2]
["1987-11-23",0.34748151999999999,0.32962659999999999,0.42844015000000002,0.35674973999999998,0.36877673999999999,0.48469684000000002,0.41758572999999999,0.39714120000000003,0.41964279999999998,0.40930729999999999,0.42258370000000001,0.48422949999999998,0.28313890000000003]
["1987-11-24",0.17148939999999999,0.15969423999999999,7.4905869999999999E-2,0.20740758000000001,0.21401796000000001,9.2529719999999996E-2,0.12166059999999999,9.1681405999999993E-2,0.13394428999999999,0.193745,0.13351268999999999,0.15178978000000001,8.1980360000000002E-2]
["1987-11-25",0.88962790000000003,0.89268389999999997,0.74201640000000002,0.95692770000000005,0.95396389999999998,0.78960633000000002,0.80218553999999997,0.74134666000000005,0.85783140000000002,0.91267339999999997,0.81575363999999995,0.84907169999999998,0.96860069999999998]
["1987-11-26",0.29995440000000001,0.28692393999999999,0.38350424,0.22262755000000001,0.26105833000000001,0.39569526999999999,0.35845060000000001,0.37344217000000002,0.31908930000000002,0.29746464,0.39252946,0.41683847000000002,0.34470296]
["1987-11-27",0.20733707000000001,0.29315802000000002,0.13099594000000001,0.21246857999999999,0.24474597000000001,0.19041986999999999,0.24397002000000001,0,0.18148918,0.36936423000000002,0.12146049,0.26932916000000001,0.42516609999999999]
["1987-11-28",0,0,0,0,0,0,0,0,0,1.6088234E-2,0,0,0]
["1987-11-29",0,0,0,0,0,0,0,0,0,0,0,5.3028893000000004E-3,0]
["1987-11-30",0,0,0,0,0,0,0,0,0,0,0,0,0]
["1987-12-01",0,0,0,5.1797642E-3,2.0775838000000001E-2,0,0,0,0,0,0,0,0]
["1987-12-02",1.0266937,0.97778359999999997,0.94455639999999996,1.0133780999999999,1.0587647,1.0070926,0.99378619999999995,0.96490830000000005,0.98126959999999996,1.0421586,1.0410889999999999,1.0977252,0.86227160000000003]
["1987-12-03",0.54458220000000002,0.5715635,0.56280136000000003,0.60527869999999995,0.60462433000000004,0.60952130000000004,0.54968052999999995,0.53237027000000003,0.56931259999999995,0.67098610000000003,0.56336249999999999,0.60904855000000002,0.77995440000000005]
["1987-12-04",0.31498619999999999,0.32528636,0.29892575999999998,0.31102875000000002,0.31741816,0.33059007000000001,0.30343114999999998,0.27992581999999999,0.32281493999999999,0.38379836000000001,0.30710799999999999,0.33411259999999998,0.24445140000000001]
["1987-12-05",7.3303530000000006E-2,0.11926741,4.9122404000000001E-2,0.14815039999999999,0.16470182,6.1055787E-2,5.6778049999999997E-2,5.5544343000000003E-2,4.9063669999999997E-2,0.14090894000000001,7.7184879999999997E-2,9.7577609999999995E-2,0.20481711999999999]
["1987-12-06",0.32304906999999999,0.38578829999999997,0.37299411999999998,0.36328792999999998,0.38452604000000001,0.388243,0.34219083,0.33592927,0.33728017999999998,0.41617136999999998,0.35394320000000001,0.37445932999999998,0.69678709999999999]
["1987-12-07",0.51339480000000004,0.51597020000000005,0.58789206000000005,0.45182976000000002,0.48122219999999999,0.6483989,0.56483419999999995,0.56390450000000003,0.53812325000000005,0.58331639999999996,0.58955866000000001,0.65679290000000001,0.91953980000000002]
["1987-12-08",0.16910212999999999,0.20309946000000001,0.15241650000000001,0.13044148999999999,0.17351459999999999,0.24808912,0.22690316999999999,6.9348409999999999E-2,0.14565067000000001,0.31109276000000002,0.15689054,0.32625110000000002,0.122200325]
["1987-12-09",0,2.2046699999999999E-2,0,0,0,1.663653E-2,9.4509729999999997E-3,0,0,0.15861020000000001,0,8.5657559999999994E-2,2.4437516999999999E-2]
["1987-12-10",0,0,0,0,0,0,0,0,0,4.7908216E-3,0,6.8277829999999996E-3,8.1878210000000007E-2]
["1987-12-11",0,0,0,0,0,0,0,0,0,3.4330840000000001E-2,0,4.0804213000000004E-3,0]
["1987-12-12",0,0,0,0,0,0,0,0,0,0,0,0,2.0351896000000001E-2]
["1987-12-13",0.34104252000000002,0.35301622999999999,0.19805942000000001,0.35274670000000002,0.4112538,0.29470074000000002,0.33401898000000002,0.15119228000000001,0.25183135000000001,0.44395635,0.26867455000000001,0.43444294,0.1187879]
["1987-12-14",0.10419724,0.10948017,0.12872547000000001,9.2385239999999993E-2,9.8120189999999996E-2,0.17655957,0.11792202,0.11651659,0.115749985,0.17880480000000001,0.12880802,0.17387949,0.28041529999999998]
["1987-12-15",0.49433579999999999,0.56310519999999997,0.56830820000000004,0.49986634000000002,0.50707405999999999,0.66511743999999995,0.55733069999999996,0.53939720000000002,0.56639295999999995,0.67318370000000005,0.56501100000000004,0.59573509999999996,0.50379085999999995]
["1987-12-16",0,0,0,0,0,0,0,0,0,0,0,0,0]
["1987-12-17",0.25223598000000003,0.32741900000000002,0.41035055999999998,0.24790946,0.22222148,0.42499965000000001,0.35482334999999998,0.33267128000000001,0.32728210000000002,0.39277532999999998,0.32729760000000002,0.32989204,0.54246360000000005]
["1987-12-18",7.9238969999999992E-3,0,7.1250684999999994E-2,0,0,6.5713859999999999E-2,4.7013844999999999E-2,6.1311286E-2,8.5481719999999997E-3,0,6.0768962000000003E-2,6.9541749999999999E-2,0]
["1987-12-19",0.30881247000000001,0.34052043999999998,0.32693428000000002,0.32588127,0.31723803,0.36158615,0.30503355999999998,0.2803349,0.33156982000000002,0.40974939999999999,0.29483408,0.33216760000000001,0.56688075999999998]
["1987-12-20",0.20966409999999999,0.18683016,0.30762803999999999,0.12582529000000001,0.16932817,0.32000104000000001,0.27248045999999998,0.28818154000000001,0.22593450000000001,0.17348727999999999,0.2932324,0.31649939999999999,3.1507265E-2]
["1987-12-21",0.32438823999999999,0.19979846000000001,0.42421160000000002,0.22598567999999999,0.28213294999999999,0.46372506000000002,0.38965793999999998,0.40694370000000002,0.25203425000000002,0.19069707,0.4139369,0.46356624000000002,0]
["1987-12-22",0,0,0,0,0,0,0,0,0,6.1329323999999998E-2,0,3.2863690000000001E-2,9.2639785999999995E-4]
["1987-12-23",0,0,0,0,2.03927E-2,0,0,0,0,8.7487320000000004E-3,0,0,0]
["1987-12-24",2.9191843000000001E-3,0,3.9186890000000002E-2,0,3.8950186999999999E-3,5.8893624999999998E-2,1.7042829999999998E-2,2.2916189999999999E-2,5.2295624999999998E-3,1.3945358E-2,2.6540719000000001E-2,5.2598150000000003E-2,0.16596580999999999]
["1987-12-25",0,0,0,0,0,0,0,0,0,0,0,0,0]
["1987-12-26",0,0,0,0,0,0,0,0,0,0,0,0,0.17342763]
["1987-12-27",0.2697386,0.24015063,0.22938105,0.24942262000000001,0.27891589999999999,0.25303805000000001,0.2576949,0.24695702,0.24503103000000001,0.24823566999999999,0.27867585,0.30090810000000001,0]
["1987-12-28",0.16393953999999999,0.19355940999999999,0.33260129999999999,6.7306679999999994E-2,8.9417330000000003E-2,0.32212636,0.26115733000000002,0.28229409999999999,0.23315449999999999,0.19197059,0.27045723999999999,0.26808342000000002,0.41263392999999998]
["1987-12-29",0.38440029999999997,0.38140449999999998,0.35303479999999998,0.36432316999999997,0.38426359999999998,0.37882729999999998,0.37115930000000003,0.34985860000000002,0.38376564000000002,0.40795155999999999,0.38260435999999998,0.39988469999999998,0.32595795]
["1987-12-30",0.26213999999999998,0.2749066,0.27333786999999998,0.31080413000000001,0.29893237,0.29257749999999999,0.24042930000000001,0.22800914999999999,0.26330179999999997,0.33301832999999997,0.23389398,0.25521403999999998,0.5353559]
["1987-12-31",0.18056633999999999,0.19567229,0.23643728,0.1639872,0.17153423000000001,0.24028464999999999,0.22619243999999999,0.18879491000000001,0.19108583000000001,0.22003210000000001,0.22070824999999999,0.25474386999999998,0.14709320000000001]
["1988-01-01",0.80074257000000004,0.88890970000000002,0.88235110000000005,0.73474585999999997,0.71437293000000002,0.8927079,0.82136089999999995,0.77659385999999997,0.88748839999999996,0.96197189999999999,0.79568636000000004,0.79552889999999998,1.2427442]
["1988-01-02",0,0,0,0,0,0,0,0,0,0,0,0,0]
["1988-01-03",1.1578552,1.1878784,1.145081,1.1399802999999999,1.1736527999999999,1.1726297999999999,1.1717438,1.0513049999999999,1.1606919,1.2418941999999999,1.1416158999999999,1.1941818,1.0605845]
["1988-01-04",0.91806379999999999,0.93807269999999998,1.0339176999999999,0.73783030000000005,0.83342769999999999,1.0547420999999999,1.0580273,0.95396899999999996,0.9485671,0.93208049999999998,1.0426896999999999,1.1099543999999999,0.58004445000000004]
["1988-01-05",0,0,0.11989111500000001,0,0,0.10967671,2.9135155999999999E-2,7.2976016000000005E-2,0,0,4.5077859999999997E-2,3.9887190000000003E-2,0.29458570000000001]
["1988-01-06",1.216369,1.2565314000000001,1.4057506,1.0178862,1.0890595999999999,1.410477,1.357416,1.3255523,1.3210147999999999,1.2582844,1.37355,1.3752468,1.0132291]
["1988-01-07",0.39501455000000002,0.51151389999999997,0.41913050000000002,0.40857654999999998,0.42605453999999998,0.44252755999999999,0.46717940000000002,0.22039574000000001,0.40692847999999998,0.5830708,0.32866466,0.45745686000000002,0.70419544000000001]
["1988-01-08",0.64664999999999995,0.70166910000000005,0.57366689999999998,0.76063289999999995,0.72267970000000004,0.62957370000000001,0.55597174000000005,0.47210056,0.66019446000000004,0.81771534999999995,0.50220450000000005,0.5351783,1.0875189000000001]
["1988-01-09",0,0,0,0,0,0,0,0,0,0,0,0,0]
["1988-01-10",0,0,5.8382083000000001E-2,0,0,0,0,0,0,8.6058155000000008E-3,0,0,0.14906178]
["1988-01-11",0.31314108000000002,0.38306375999999998,0.28402003999999997,0.28555423000000002,0.34878411999999998,0.34065509999999999,0.38863364,0.12594311,0.26494425999999999,0.44249959999999999,0.25769570000000003,0.4279753,0.60984015000000003]
["1988-01-12",4.9509737999999998E-2,7.2533799999999996E-2,0.124240875,0,3.6300156E-2,0.108872674,0.11311855,8.2828269999999996E-2,5.5069054999999999E-2,7.6376620000000006E-2,0.10932269,0.13199542,0.16477707]
["1988-01-13",0,0,0,0,0,0,0,0,0,0,0,0,0]
["1988-01-14",0,1.8888571999999999E-2,0,0,0,1.379972E-2,5.6397981999999999E-2,0,0,5.0534601999999998E-2,0,9.1221759999999999E-2,0.16250813]
["1988-01-15",3.5703853000000001E-2,3.8963369999999997E-2,0,5.0351291999999999E-2,4.8882490000000001E-2,0,0,0,0,8.537989E-2,0,0,3.4706067E-2]
["1988-01-16",0,0,0,0,0,0,0,0,0,0,0,0,0]
["1988-01-17",8.2818164999999999E-2,0.12551709999999999,0.1623317,4.5814689999999998E-2,6.7089869999999996E-2,0.23098625,0.13919339,9.2178469999999998E-2,0.10908899,0.21092942000000001,0.105029434,0.21128237,0.20265177000000001]
["1988-01-18",0,0,0,0,0,0,0,0,0,0,0,0,0]
["1988-01-19",0.12537541999999999,0.14537315000000001,6.0162756999999997E-2,0.14231136,0.13549644,6.2581523999999999E-2,3.5747103000000002E-2,2.0794205E-2,0.14403172,0.16491259999999999,2.5359988E-2,2.5233696999999999E-2,0.1138096]
["1988-01-20",0.29333999999999999,0.29938724999999999,0.25600305000000001,0.31623578000000002,0.31961334000000002,0.29256880000000002,0.2693374,0.22763322,0.28461140000000001,0.34994069999999999,0.26012950000000001,0.29848984000000001,0.39919632999999999]
["1988-01-21",0.26641910000000002,0.30694060000000001,0.20972392000000001,0.25757402000000001,0.31127954000000002,0.28145369999999997,0.30728467999999998,9.5778230000000006E-2,0.21582997000000001,0.38551038999999998,0.20629320000000001,0.37664370000000003,0.22001024999999999]
["1988-01-22",0,0,0,0,0,0,0,0,0,0,0,0,0.16425027]
["1988-01-23",0.82670600000000005,0.92884690000000003,0.70002483999999998,0.98094239999999999,0.8854571,0.79776760000000002,0.73737525999999998,0.66813739999999999,0.8961962,1.0578908,0.72318130000000003,0.79132570000000002,0.6144828]
["1988-01-24",0,0,0,0,0,0,0,0,0,0,0,0,0]
["1988-01-25",0.50008549999999996,0.49718793999999999,0.31777343000000002,0.59080060000000001,0.57827470000000003,0.38319406,0.39428259999999998,0.33262672999999998,0.44874510000000001,0.57333964000000004,0.39023542,0.44022220000000001,9.3216023999999995E-2]
["1988-01-26",0.13271031,0.12696940000000001,0.14714895,0.11885706,0.13376312000000001,0.16738911000000001,0.14034107000000001,0.1413567,0.13166314000000001,0.14252830999999999,0.1501294,0.1708181,0.115584984]
["1988-01-27",8.1950830000000002E-2,0.114808485,0.14603115999999999,6.9061079999999997E-2,6.8976923999999995E-2,0.14093721000000001,0.11683288999999999,9.6466035000000006E-2,0.10905465,0.13520977000000001,0.10519821,0.10453696,0.27476899999999999]
["1988-01-28",0.29878812999999999,0.24276063000000001,9.7822740000000005E-2,0.36674089999999998,0.37716951999999998,0.12655722,0.13331209999999999,0.12590809,0.22654647999999999,0.2655711,0.15866604000000001,0.19613147,0]
["1988-01-29",0,0,0,0,0,0,0,0,0,0,0,0,0]
["1988-01-30",0.51467309999999999,0.51647449999999995,0.45394390000000001,0.5474329,0.57305055999999999,0.47344029999999998,0.48984529999999998,0.40723848000000001,0.47201695999999999,0.55937970000000004,0.46932059999999998,0.51362795000000006,0.60306059999999995]
["1988-01-31",0.99174720000000005,1.0133612999999999,0.91850339999999997,0.99836360000000002,1.0673598,0.94586910000000002,1.0212497,0.78669880000000003,0.91218140000000003,1.0563836,0.93564559999999997,1.056557,0.99008099999999999]
["1988-02-01",0.57419819999999999,0.64721209999999996,0.76610285,0.53752005000000003,0.52987249999999997,0.716117,0.66978179999999998,0.64053789999999999,0.66061179999999997,0.66206690000000001,0.65292839999999996,0.62812109999999999,0.74293330000000002]
["1988-02-02",1.1737603000000001,1.2489853,1.110608,1.2082586,1.2131071,1.1275398000000001,1.1541622,0.99679640000000003,1.1839866999999999,1.3201094,1.0975097,1.1345428,1.2563055999999999]
["1988-02-03",0.75299150000000004,0.83913079999999995,0.8722145,0.73518899999999998,0.72070659999999998,0.87328260000000002,0.79192286999999995,0.74527639999999995,0.84448619999999996,0.90015440000000002,0.7582527,0.75153789999999998,1.435432]
["1988-02-04",1.0699335000000001,1.125956,0.93623449999999997,1.1829215,1.1564840000000001,0.96288370000000001,0.98807299999999998,0.86952229999999997,1.0491178000000001,1.2134322,0.95406539999999995,0.98092959999999996,0.69965929999999998]
["1988-02-05",0.47761910000000002,0.54116017000000005,0.48367070000000001,0.46715119999999999,0.48244925999999999,0.52395959999999997,0.50203450000000005,0.37957763999999999,0.49442979999999997,0.6070489,0.43710860000000001,0.50047589999999997,0.70448023000000004]
["1988-02-06",0.27845760000000003,0.33520037000000003,0.35360259999999999,0.25338924000000002,0.2574649,0.38110954000000002,0.34393752,0.24453352,0.31545886000000001,0.38877207000000003,0.29021603000000001,0.35862157,0.7332552]
["1988-02-07",0.96258060000000001,1.0245447000000001,0.85607350000000004,1.0024287000000001,1.0282576000000001,0.88971100000000003,0.94839450000000003,0.7465463,0.92305979999999999,1.095456,0.87124170000000001,0.95512169999999996,0.97201959999999998]
["1988-02-08",1.1296497999999999,1.2730329,1.1394564,1.1725918,1.1693290000000001,1.1327586000000001,1.1764603,0.93060039999999999,1.1571,1.3610361,1.0558076000000001,1.1303976,1.5201074999999999]
["1988-02-09",0.631772,0.66728633999999998,0.75403416000000001,0.56626460000000001,0.62480276999999995,0.69861596999999998,0.73713565000000003,0.61887369999999997,0.63632299999999997,0.6405653,0.69224229999999998,0.71137810000000001,0.7345045]
["1988-02-10",1.6380507,1.6519246000000001,1.5630485000000001,1.6619906,1.6924587,1.5743214999999999,1.6024257,1.4796393999999999,1.6201067,1.7033358000000001,1.5909489999999999,1.6116744999999999,1.4284652]
["1988-02-11",0.90570269999999997,0.93616650000000001,0.82100856,0.9007387,0.96022300000000005,0.8727935,0.91622119999999996,0.70790330000000001,0.85241429999999996,0.99158199999999996,0.83519080000000001,0.94862559999999996,0.94556530000000005]
["1988-02-12",0.70138509999999998,0.78547739999999999,0.64713290000000001,0.69082880000000002,0.74536692999999998,0.68383939999999999,0.76140719999999995,0.48217186000000001,0.65767249999999999,0.83595359999999996,0.63024069999999999,0.76753837000000003,0.74799819999999995]
["1988-02-13",0,0,3.0079871000000001E-2,0,0,0,0,0,0,7.0219666E-2,0,0,0.15570766]
["1988-02-14",0.61001927,0.62050190000000005,0.46090664999999997,0.68437159999999997,0.67111379999999998,0.50265870000000001,0.52868645999999997,0.46160699999999999,0.57584049999999998,0.69658785999999995,0.52212389999999997,0.55794520000000003,0.13405927000000001]
["1988-02-15",0.69628380000000001,0.81160325,0.63554659999999996,0.6944226,0.75491249999999999,0.70056589999999996,0.77526116,0.41312140000000003,0.64312469999999999,0.8969374,0.58923610000000004,0.78070130000000004,0.84998249999999997]
["1988-02-16",0.68644859999999996,0.78391339999999998,0.71331080000000002,0.60560780000000003,0.68389462999999995,0.72543369999999996,0.80727640000000001,0.50866895999999995,0.67732859999999995,0.80401389999999995,0.65874120000000003,0.78933819999999999,0.9274926]
["1988-02-17",0.67716335999999999,0.75979817000000005,0.69701040000000003,0.58075520000000003,0.67940120000000004,0.71980195999999996,0.8013555,0.50121932999999996,0.65339590000000003,0.77053389999999999,0.65286889999999997,0.79652464000000001,0.8200556]
["1988-02-18",0.61202719999999999,0.62584119999999999,0.65338309999999999,0.56036070000000004,0.59941109999999997,0.67618659999999997,0.65603166999999996,0.58920479999999997,0.62234604000000004,0.64367399999999997,0.6361192,0.68765604000000002,0.37946829999999998]
["1988-02-19",0.72190635999999997,0.81360549999999998,0.71896565000000001,0.65565585999999998,0.7336973,0.75909009999999999,0.80708009999999997,0.54606056000000003,0.71112030000000004,0.84911449999999999,0.67191129999999999,0.80314540000000001,0.98210459999999999]
["1988-02-20",0.33705306000000002,0.32999163999999997,0.35777505999999998,0.31504205000000002,0.33005669999999998,0.41393503999999998,0.34919116,0.34721637,0.34102893000000001,0.36958187999999997,0.35659774999999999,0.42350455999999997,0.22618827]
["1988-02-21",0.29581780000000002,0.29542625,0.34721392000000001,0.27474722000000001,0.28730362999999998,0.40260620000000003,0.31960875,0.32235247,0.30830079999999999,0.34068285999999998,0.32144709999999999,0.38104959999999999,0.54365430000000003]
["1988-02-22",0.47729719999999998,0.47281329999999999,0.49471799999999999,0.46352803999999997,0.49137239999999999,0.54753479999999999,0.49650024999999998,0.44091639999999999,0.46804519999999999,0.52426300000000003,0.47700609999999999,0.56893985999999996,0.64398146000000001]
["1988-02-23",1.0353979,1.1056708,1.0193125000000001,1.0499471,1.0749683000000001,1.0150517999999999,1.0517851,0.86925580000000002,1.0403996,1.1420627999999999,0.97109840000000003,1.0172524000000001,1.1202704999999999]
["1988-02-24",0.93243069999999995,0.84211170000000002,0.92472529999999997,0.86735050000000002,0.95068399999999997,0.94393629999999995,0.94682639999999996,0.92952389999999996,0.87267740000000005,0.82474009999999998,0.99457150000000005,1.0343533,0.47085675999999999]
["1988-02-25",0.73421555999999999,0.78013639999999995,0.64811549999999996,0.76661889999999999,0.79329276000000004,0.65792620000000002,0.72362919999999997,0.57674840000000005,0.69561046000000004,0.82174440000000004,0.67362285,0.72771110000000006,0.6678771]
["1988-02-26",0.83443372999999998,0.89913339999999997,0.71165204000000004,0.90474710000000003,0.9034143,0.73632070000000005,0.79200539999999997,0.62792689999999995,0.81440853999999996,0.97397940000000005,0.73071754,0.78455275000000002,0.95686890000000002]
["1988-02-27",0.71213099999999996,0.74958860000000005,0.47374840000000001,0.80185680000000004,0.82333869999999998,0.54812289999999997,0.58739140000000001,0.46703115000000001,0.63817670000000004,0.84650190000000003,0.54659842999999997,0.62298770000000003,0.41043763999999999]
["1988-02-28",0.2034667,0.20968175,0.4359016,0,2.2901843999999999E-3,0.37407206999999998,0.33004983999999998,0.38287088000000002,0.25397688000000002,0.19043714,0.36930020000000002,0.3504022,0.98203790000000002]
["1988-02-29",1.6065780000000001,1.566001,1.5556563999999999,1.5952892999999999,1.6646650000000001,1.5501194,1.5950268999999999,1.4733615,1.5574154,1.5575730000000001,1.5881413,1.6127986999999999,0.78320250000000002]
["1988-03-01",1.4360284000000001,1.4254628,1.4812555000000001,1.3523871999999999,1.4216645999999999,1.4897298999999999,1.4896224,1.3865565,1.4433479,1.4272967999999999,1.4801354,1.5182807,0.82520590000000005]
["1988-03-02",1.2447295,1.2881141,1.1395698000000001,1.2116534999999999,1.3020022,1.1785950999999999,1.2736673000000001,0.99038559999999998,1.1822994,1.312403,1.1554914999999999,1.2741548,1.0059366999999999]
["1988-03-03",0.24994739999999999,0.31839323000000003,0.30087019999999998,0.23707792,0.22213685999999999,0.26798474999999999,0.28277242000000002,0.23945595,0.30510995000000002,0.33162308000000001,0.25814675999999998,0.22770116000000001,0.38014427000000001]
["1988-03-04",1.0276688,1.0256375,1.0588493000000001,0.94766329999999999,1.0348786999999999,1.0673755,1.1076474000000001,0.94123190000000001,0.99971889999999997,1.0163673,1.0527204999999999,1.1267355999999999,0.8603693]
["1988-03-05",1.0081093000000001,1.0827967000000001,0.97756390000000004,1.0346906,1.0546196999999999,0.99565619999999999,1.006251,0.85351719999999998,1.0085447999999999,1.149786,0.93419739999999996,0.98604420000000004,1.1948589000000001]
["1988-03-06",0.33178380000000002,0.33366686000000001,0.42400786000000001,0.24690363000000001,0.28146409999999999,0.40109506,0.39518774000000001,0.39598775000000003,0.36820396999999999,0.30407402,0.41224327999999999,0.39290804000000001,0]
["1988-03-07",1.520081,1.551604,1.4014411,1.5484065,1.5892056000000001,1.486613,1.4593399,1.3219044,1.4901719,1.627181,1.4146377999999999,1.5084743,1.218882]
["1988-03-08",0.60731889999999999,0.670292,0.57415640000000001,0.65266820000000003,0.63721865,0.64089479999999999,0.58437340000000004,0.53264400000000001,0.61600080000000002,0.78025849999999997,0.55590059999999997,0.62550340000000004,0.69338644000000005]
["1988-03-09",1.0571514,1.0759169,1.0268179,0.99905549999999999,1.0700327999999999,1.0868053,1.098679,0.95345250000000004,1.029571,1.1239134,1.0480969,1.1438912999999999,0.68003064000000002]
["1988-03-10",1.2820303,1.3368679999999999,1.3326137,1.2139431999999999,1.2653992000000001,1.3584883999999999,1.3396496,1.2382614999999999,1.3118844000000001,1.3776952,1.3095969000000001,1.3641110999999999,1.4093802]
["1988-03-11",1.0791440000000001,1.145683,1.1166863,1.0749196000000001,1.0711563,1.1313423,1.084552,1.0211053000000001,1.1394299000000001,1.2092791000000001,1.0592299000000001,1.0675306,1.0276057000000001]
["1988-03-12",0.94350100000000003,0.89964789999999994,0.94669990000000004,0.67172050000000005,0.71120300000000003,0.98555420000000005,0.96775129999999998,0.96755150000000001,0.92334769999999999,0.93371300000000002,1.0158419999999999,1.0623244000000001,0.26896942000000001]
["1988-03-13",0.59007480000000001,0.54285039999999996,0.60664960000000001,0.50110900000000003,0.55635939999999995,0.61799850000000001,0.63266359999999999,0.65464800000000001,0.57253723999999995,0.52824663999999999,0.69380509999999995,0.71380717000000005,0.18826551999999999]
["1988-03-14",0.47207453999999999,0.73934679999999997,0.49597903999999998,0.51360019999999995,0.48714059999999998,0.72693145000000003,0.46266629999999997,0.44049549999999998,0.7275393,0.80418575000000003,0.45038655,0.46081114000000001,0.87474980000000002]
["1988-03-15",0.16221679999999999,0.11045566,7.517016E-2,0.14301172000000001,0.18100301999999999,6.5945390000000007E-2,0.14341477,0.13901298000000001,0.10573262999999999,8.4287084999999998E-2,0.18799578,0.18332815,0]
["1988-03-16",1.0249598,1.0003242000000001,1.0429835000000001,0.95874550000000003,1.0131361000000001,1.0496262000000001,1.0621257,1.0341539,1.0128291,0.99824210000000002,1.0921373000000001,1.1134512000000001,0.79875976000000004]
["1988-03-17",1.0430623000000001,1.1005027000000001,1.0406443000000001,1.0478354000000001,1.059623,1.1312352000000001,1.0546952000000001,0.95567020000000003,1.0576477,1.2111253,1.0083513,1.1089745,1.1949959999999999]
["1988-03-18",1.6301672,1.6718618999999999,1.4420795,1.7594692000000001,1.7707314000000001,1.4956240000000001,1.5240069999999999,1.3435607000000001,1.5594583,1.7665759999999999,1.4526287,1.521555,1.3681595]
["1988-03-19",0,0,0,0,0,0,0,0,0,0,0,0,0.28900703999999999]
["1988-03-20",1.084449,1.2175339999999999,1.0334312999999999,1.1707225999999999,1.1150272000000001,1.0345105999999999,1.0429151000000001,0.9262399,1.1433,1.3077413,0.97438849999999999,0.96419180000000004,1.2851197999999999]
["1988-03-21",0.95690560000000002,0.90238220000000002,1.0178834999999999,0.87302199999999996,0.93637210000000004,1.0222709999999999,1.0214201999999999,1.0155620000000001,0.93582220000000005,0.8890171,1.0600486,1.0890873999999999,0.7867383]
["1988-03-22",0.82422969999999995,0.92809609999999998,0.81595019999999996,0.88283020000000001,0.8441765,0.79420559999999996,0.81063799999999997,0.73182696000000003,0.87054719999999997,0.98482190000000003,0.76597610000000005,0.74496686000000001,1.2162241]
["1988-03-23",1.1978228,1.2664299000000001,1.2823872999999999,1.1877089000000001,1.1958979999999999,1.2514156000000001,1.2448561,1.1738154000000001,1.2430140999999999,1.3007879,1.2198420999999999,1.2117386000000001,1.7811778]
["1988-03-24",0.66773669999999996,0.59221809999999997,0.93780140000000001,0.48845820000000001,0.60021316999999996,0.854792,0.84807639999999995,0.90920460000000003,0.66298646000000006,0.48361083999999999,0.91821980000000003,0.9010338,0.61799919999999997]
["1988-03-25",1.5501076,1.4899834000000001,1.4229007,1.5692155000000001,1.6513476,1.4062562000000001,1.5082796999999999,1.3688856,1.4469326,1.4574174,1.4909338999999999,1.5085123,1.0921767]
["1988-03-26",2.168329,2.2081276999999999,2.1192869999999999,2.1594530000000001,2.2054558000000002,2.1281672,2.1690575999999999,2.0201986000000001,2.1632750000000001,2.2658482000000002,2.1473429999999998,2.1743226,1.8407998000000001]
["1988-03-27",1.5224721000000001,1.5476620999999999,1.7347196,1.4124719999999999,1.459425,1.7265740000000001,1.6569767,1.6252625000000001,1.5894276000000001,1.5825262,1.6669632999999999,1.6943978,1.5294192]
["1988-03-28",0.13933888,0.19132186000000001,0.27775124000000001,0.11600392,0.101520956,0.24337533,0.20347233000000001,0.22118895,0.20263496,0.20301245000000001,0.20525545000000001,0.1790281,0.75994439999999996]
["1988-03-29",0.3229667,0.36238846000000002,0.39160024999999998,0.63694580000000001,0.61647505000000002,0.40248614999999999,0.34300940000000002,0.34059783999999999,0.36091047999999998,0.41081119999999999,0.33578943999999999,0.34042539999999999,1.0226132999999999]
["1988-03-30",0.92425250000000003,0.84306539999999996,0.9637867,0.8580449,0.92629159999999999,0.9806724,0.96162329999999996,0.96660049999999997,0.88330240000000004,0.81980719999999996,1.0054718,1.0491016,0.60917010000000005]
["1988-03-31",1.1651994000000001,1.2274342,1.2539201,1.1466175000000001,1.1756234000000001,1.2295091,1.2365086000000001,1.1438569999999999,1.1821759999999999,1.2178015,1.193538,1.2100092,1.279566]
["1988-04-01",1.5217196,1.6486913000000001,1.4508992000000001,1.5329159999999999,1.5751360000000001,1.4212526000000001,1.5404814,1.2830763999999999,1.5191292000000001,1.6455960999999999,1.4060527,1.4048757999999999,1.4875537999999999]
["1988-04-02",1.2116359999999999,1.1837747000000001,1.1599429000000001,1.1887645,1.2409538,1.1897686000000001,1.204949,1.1423057000000001,1.1724074,1.2051533000000001,1.2046437999999999,1.2397168999999999,1.0864271000000001]
["1988-04-03",1.779911,1.8385092000000001,1.6753149000000001,1.7546462,1.8404138000000001,1.6732296,1.8155049999999999,1.5706865000000001,1.7164184,1.7998798,1.7205026000000001,1.7664629999999999,1.2718554]
["1988-04-04",1.2140131000000001,1.1354312,1.3569967000000001,1.0115198999999999,1.1275717999999999,1.3368051999999999,1.3530622999999999,1.371321,1.2117342,1.0793183,1.432167,1.4363798000000001,0.51664140000000003]
["1988-04-05",1.3955789999999999,1.3367612,1.4432837999999999,1.3269108999999999,1.3952179,1.4448136,1.4384828999999999,1.4405011999999999,1.3728505,1.3318167999999999,1.5019817,1.5127858999999999,0.81711953999999998]
["1988-04-06",1.8172014000000001,1.8715999999999999,2.0612772000000001,1.5615304999999999,1.6672001999999999,2.0278862000000002,2.0335000000000001,1.9699354,1.9162602,1.8269218,2.0492039000000002,2.0422685,1.6703686]
["1988-04-07",1.047126,1.0809097000000001,1.4639359999999999,0.52458930000000004,0.59869589999999995,1.3973241999999999,1.3268468,1.3870648999999999,1.1816332000000001,1.0326613,1.3837957000000001,1.3659859999999999,1.2532392999999999]
["1988-04-08",1.2669638000000001,1.1898214,1.3058509,1.1552935,1.2448096,1.3327969,1.3235018000000001,1.3153206,1.2348093,1.1607578999999999,1.3713076,1.4159347,0.82140329999999995]
["1988-04-09",0.89373670000000005,0.9736591,0.92136059999999997,0.93153589999999997,0.90418050000000005,0.91376690000000005,0.88298220000000005,0.84182489999999999,0.94739819999999997,1.0464796999999999,0.86541159999999995,0.85781039999999997,1.7417376]
["1988-04-10",1.9520438,2.0867767000000002,1.9937115999999999,1.9071442000000001,1.9671898000000001,1.9777354,2.0479159999999998,1.7853509999999999,1.98617,2.1238654000000001,1.9196645999999999,1.9496506,2.2815007999999999]
["1988-04-11",1.8151193999999999,1.8256962000000001,1.6798462000000001,1.8039282999999999,1.8876367999999999,1.7014963999999999,1.8268186,1.6206931,1.730219,1.8450422,1.7630787999999999,1.8010569999999999,1.5457624000000001]
["1988-04-12",2.5194000000000001,2.6083612,2.5022419999999999,2.4198222,2.5011836999999999,2.5008905000000001,2.6138773,2.3854318000000001,2.5313628000000001,2.6247786999999998,2.5527375000000001,2.5740116,2.0967804999999999]
["1988-04-13",2.5897195000000002,2.6450276000000001,2.4490249999999998,2.6481971999999998,2.7111735000000001,2.461049,2.5786060000000002,2.2852234999999999,2.5235127999999998,2.6918685,2.4745905000000001,2.5278350999999999,2.6129174000000002]
["1988-04-14",1.5762099000000001,1.6732224,1.4089119999999999,1.7875198000000001,1.7188568,1.4578009000000001,1.432366,1.3090845,1.5634631000000001,1.8475836999999999,1.3716902,1.4095664000000001,1.7181116000000001]
["1988-04-15",1.252793,1.3374661000000001,1.1259865,1.3976487,1.3353537,1.1602083000000001,1.1384567000000001,1.0492713,1.2712121000000001,1.4664334999999999,1.0889405999999999,1.0972040000000001,1.5393813999999999]
["1988-04-16",0.60252947000000001,0.67997193,0.6656571,0.63156679999999998,0.59069740000000004,0.61104380000000003,0.61841420000000002,0.61291426000000004,0.6620781,0.69428825000000005,0.60472939999999997,0.54951450000000002,0.86496830000000002]
["1988-04-17",1.9844804,2.0266582999999998,1.8158453999999999,2.0659168000000001,2.0922559999999999,1.852989,1.9049098,1.7569242,1.9294336000000001,2.0692390999999999,1.8489945999999999,1.8790586,1.7319237999999999]
["1988-04-18",1.7698516,1.8714567,1.7055004,1.8481922,1.8254808,1.704321,1.7222991999999999,1.5834090000000001,1.7995162,1.9325619999999999,1.6360714000000001,1.6239275,1.7996627999999999]
["1988-04-19",0.93315789999999998,0.94364870000000001,1.1076005,0.87147640000000004,0.89089059999999998,1.0732953999999999,1.0175046000000001,1.0397639000000001,0.98017010000000004,0.8948739,1.0165522,0.99749829999999995,1.2793885]
["1988-04-20",2.5325997,2.6392250000000002,2.6611897999999998,2.4888713,2.5415513999999999,2.5899372000000001,2.6562299999999999,2.4401839999999999,2.5785676999999998,2.6274256999999999,2.5499152999999999,2.5252284999999999,2.9955573000000002]
["1988-04-21",1.5945119000000001,1.5877247999999999,1.4656690000000001,1.7062151000000001,1.7068783999999999,1.4908473,1.4978408000000001,1.4288813,1.5371052999999999,1.6407297999999999,1.4836324000000001,1.5072893999999999,1.6048282]
["1988-04-22",0.61601454,0.75634986000000004,0.74813810000000003,0.67098120000000006,0.59597409999999995,0.67813646999999999,0.65978999999999999,0.66231525000000002,0.72509190000000001,0.82030860000000005,0.64993434999999999,0.58169556,1.5724385999999999]
["1988-04-23",2.5693163999999999,2.6312570000000002,2.6390476,2.4981365000000002,2.5620400000000001,2.6131384,2.6526165000000002,2.5050944999999998,2.6044965000000002,2.6529579999999999,2.6263049000000001,2.619929,2.5705844999999998]
["1988-04-24",2.8347566,2.891235,2.7127892999999998,2.8541810000000001,2.9344372999999999,2.7137343999999999,2.8409808000000001,2.5664674999999999,2.7804690000000001,2.9240309999999998,2.7517643000000001,2.7820005000000001,2.7457557000000001]
["1988-04-25",2.3445608999999998,2.4070524999999998,2.2984556999999999,2.3773659999999999,2.4280846,2.2528204999999999,2.3710778000000001,2.1599363999999999,2.3150449000000002,2.4134118999999998,2.2961125,2.2802563,2.4619694000000001]
["1988-04-26",2.0721132999999998,2.032276,1.8942606,2.0500790000000002,2.1329289999999999,1.9793048,2.0504007,1.920955,1.9733753999999999,2.058894,2.0502739999999999,2.1231859000000002,1.1870373000000001]
["1988-04-27",1.0510633,1.0315829999999999,1.0936064999999999,0.99620750000000002,1.0246542000000001,1.0819597999999999,1.0998604000000001,1.1234221,1.0457650000000001,1.0323077000000001,1.1485656,1.1505567000000001,0.54120939999999995]
["1988-04-28",1.5540915,1.4986761,1.3641471000000001,1.6560273000000001,1.6855688,1.3545575999999999,1.4428676,1.3675873999999999,1.4454358,1.4821013000000001,1.4442204999999999,1.4312689999999999,1.285739]
["1988-04-29",1.0921377000000001,1.0911637999999999,1.1148103,1.1225366999999999,1.127599,1.0963919,1.081248,1.0703526999999999,1.0876018000000001,1.1059052,1.0916713,1.0850762,1.3545398]
["1988-04-30",1.6388433,1.7613022,1.7098248,1.6322752,1.6107525,1.6652499999999999,1.681675,1.6050869999999999,1.7260678,1.7790736,1.6383493,1.5863917000000001,1.9900667999999999]
["1988-05-01",1.7003379999999999,1.715932,1.9223182000000001,1.5567595999999999,1.6103533999999999,1.8796987999999999,1.8568576999999999,1.8605191999999999,1.7676693999999999,1.6997256000000001,1.8842038000000001,1.8628701999999999,1.5693667]
["1988-05-02",2.5280192000000001,2.6286432999999998,2.5300546000000002,2.5193729999999999,2.5478524999999999,2.4905765,2.5558611999999998,2.3993074999999999,2.5703912,2.6205636999999999,2.494424,2.4521475000000001,2.5168879999999998]
["1988-05-03",1.7400827000000001,1.7568344,1.692167,1.8058542,1.8116072000000001,1.6525182,1.6994776,1.6301041999999999,1.7190315,1.742327,1.6827946,1.6415557000000001,1.5162466000000001]
["1988-05-04",1.7234221999999999,1.6871910000000001,1.802103,1.6326723000000001,1.7006083999999999,1.7733426000000001,1.7887526,1.7764416000000001,1.7227707999999999,1.6496280000000001,1.8248683999999999,1.8052463999999999,1.4576796999999999]
["1988-05-05",2.3520824999999999,2.4663020000000002,2.3615282,2.3368473000000001,2.351448,2.2945256000000001,2.4037215999999999,2.2656171000000001,2.3923576,2.4417211999999999,2.3480080000000001,2.2925293,2.544537]
["1988-05-06",2.8987007,3.0362732000000001,3.0912956999999999,2.7893262000000001,2.8557570000000001,2.9805923000000001,3.0836052999999999,2.8845190000000001,2.9833723999999999,2.9466116000000002,2.9818047999999999,2.8948843000000002,3.1820037000000001]
["1988-05-07",3.25576,3.3395991,3.2335117000000002,3.2144659999999998,3.2440799999999999,3.2843472999999999,3.2728727000000002,3.1331850000000001,3.3071640000000002,3.4398176999999999,3.246705,3.2849553,2.8970742]
["1988-05-08",1.6074739,1.4928380999999999,1.6910592,1.4314241000000001,1.5436535,1.7006353999999999,1.7193157999999999,1.772062,1.5575542,1.4002285999999999,1.8030299999999999,1.8394592000000001,1.1617751999999999]
["1988-05-09",0.47504094000000002,0.42416873999999999,0.58692759999999999,0.92476210000000003,0.95841710000000002,0.56448920000000002,0.55006650000000001,0.61084086000000004,0.46148506,0.83707980000000004,0.60908320000000005,0.61944639999999995,1.1341734000000001]
["1988-05-10",1.5477491999999999,1.3955746,2.0835202000000002,0.7430833,1.3518105,2.0225954000000002,1.9007041,2.0467016999999998,1.5962445000000001,0.81336284000000003,2.0238192000000002,2.0520874999999998,1.6076623999999999]
["1988-05-11",1.363504,1.2327368000000001,1.6567068,0.57650690000000004,1.2261637000000001,1.614803,1.6005902000000001,1.7111053000000001,1.3572867,1.1415938999999999,1.7219992,1.7247298,0.71055060000000003]
["1988-05-12",2.2431211000000002,2.3868147999999998,2.0736487000000001,2.4439027000000002,2.3684134000000001,2.0985345999999998,2.0987157999999999,1.9464356,2.265965,2.4630575000000001,1.9984014000000001,2.0036993000000001,2.8477432999999999]
["1988-05-13",2.3783512,2.6314570000000002,2.4349536999999999,2.4808393,2.3702233000000001,2.4172595000000001,2.4006617000000001,2.3010582999999998,2.5206995000000001,2.7323802000000001,2.3225189999999998,2.2970470000000001,3.0944560000000001]
["1988-05-14",3.5837319999999999,3.6265603999999998,3.8000848,3.3956620000000002,3.5190108000000002,3.7444066999999999,3.7814136,3.6477091000000001,3.6340203,3.5325595999999999,3.7432474999999998,3.7194052000000002,3.5165354999999998]
["1988-05-15",3.3834236,3.3046308,3.4920374999999999,3.2922113,3.4146044,3.4614490999999998,3.478809,3.4224963000000002,3.3279570000000001,3.2466471000000001,3.5127408999999998,3.5194163000000001,3.3730191999999999]
["1988-05-16",2.6029599999999999,2.5696645,3.5013027000000001,2.0511347999999998,2.2589869999999999,3.3492590999999998,3.1860712000000002,3.3261957,2.8128989999999998,2.4121518000000002,3.2862290000000001,3.244672,3.6286993000000001]
["1988-05-17",3.4164192999999998,3.3440769000000001,3.2033887000000001,3.3765575999999999,3.4838212,3.2485317999999999,3.4014883,3.2741739999999999,3.2920463,3.312929,3.4427867000000001,3.4782689000000002,1.5443382000000001]
["1988-05-18",0.92849970000000004,1.4790173,1.6318493999999999,0.83322936000000003,0.84428380000000003,1.6098096,1.4935505,1.5055571999999999,1.5088477,1.547939,1.4926112,1.0740902000000001,2.6809699999999999]
["1988-05-19",2.3871850000000001,2.336344,2.3467549999999999,2.3607459999999998,2.4284952,2.3687415000000001,2.3814272999999999,2.3155350000000001,2.3405513999999998,2.3376336000000002,2.3958146999999999,2.4132204000000002,1.999689]
["1988-05-20",2.4681148999999998,2.5607169999999999,2.5179577000000002,2.5050805,2.5019499999999999,2.4693067000000002,2.4836619999999998,2.3710499999999999,2.5186522,2.5534574999999999,2.4222937,2.3711492999999999,2.5746462000000001]
["1988-05-21",2.4120965000000001,2.5861312999999999,2.4664614,2.5157720000000001,2.4389845999999999,2.4590649999999998,2.4205763,2.3340836,2.5033116,2.6787163999999999,2.3642591999999998,2.3321806999999999,2.8585314999999998]
["1988-05-22",3.7672796000000002,3.8179479999999999,3.7317176000000001,3.8158789,3.8531968999999999,3.7001712000000002,3.7717152,3.6037145000000002,3.7534168000000001,3.8423033000000002,3.7322624000000002,3.6982656,3.4224907999999998]
["1988-05-23",2.5519419999999999,2.737285,2.5264568000000001,2.6846142,2.5898333,2.5969579999999999,2.4926998999999999,2.3829134000000001,2.6587125999999999,2.9455472999999999,2.430196,2.4822310999999999,3.0944976999999998]
["1988-05-24",3.548813,3.7184979999999999,3.6360795000000001,3.4724452000000001,3.5002863,3.5982987999999998,3.6297712,3.4427482999999999,3.6787825000000001,3.7241827999999999,3.5416235999999999,3.4621716,4.0204040000000001]
["1988-05-25",2.8063387999999998,2.8979944999999998,2.3684850000000002,2.9981057999999998,2.9539409999999999,2.4806110000000001,2.5591216000000001,2.3537020000000002,2.7552287999999998,3.0097008000000001,2.4809736999999998,2.5041547,2.8058166999999998]
["1988-05-26",1.5121948000000001,1.5461262,1.8383974000000001,1.2707493000000001,1.3303882,1.744245,1.7497512,1.8154779999999999,1.62923,1.4465326000000001,1.7985305,1.7191424,1.6097543999999999]
["1988-05-27",3.1982054999999998,3.221765,3.1122334,3.1917477000000001,3.2452714,3.0720189000000002,3.1850301999999999,3.0380888000000001,3.1831133,3.198944,3.1405408000000001,3.0629954000000001,3.2376469999999999]
["1988-05-28",3.8483740000000002,3.9724428999999999,3.9325239999999999,3.7683928,3.8228848000000002,3.9043060000000001,3.9214167999999998,3.7149708000000001,3.9520507,3.9604534999999998,3.8132367,3.741552,3.8951728000000001]
["1988-05-29",2.7270979999999998,2.7559887999999999,2.7024827,2.6984376999999999,2.7296596000000002,2.6947502999999999,2.727935,2.6501293000000001,2.7472590000000001,2.7695029,2.7338285,2.6977397999999999,2.3165312]
["1988-05-30",1.8653222,1.7894808,1.9934232999999999,1.7563858000000001,1.8456783999999999,1.9612259999999999,1.9424882000000001,1.9617572000000001,1.8515028,1.7412753999999999,1.9934061999999999,1.9827208999999999,2.0917447]
["1988-05-31",2.1698822999999998,2.1370819000000001,2.1361566000000001,2.1573093000000001,2.1922567000000002,2.1469719999999999,2.1649492000000001,2.1563634999999999,2.1354758999999999,2.1565359000000002,2.2199217999999998,2.2283902000000002,1.6887786]
["1988-06-01",2.261476,2.4219841999999998,2.1877525000000002,2.4298799999999998,2.3398438000000001,2.1318223000000001,2.1676890000000002,2.0367986999999999,2.3336275,2.4801655,2.0810778000000001,1.9917752,2.3549669]
["1988-06-02",1.5012300999999999,1.6033816000000001,1.5832986,1.6232609,1.5507831999999999,1.5388725999999999,1.4795847,1.4547327000000001,1.5646264999999999,1.6921961999999999,1.4473103,1.4156553000000001,2.1777202999999998]
["1988-06-03",2.6676967,2.8018448,2.4565630000000001,2.8705189999999998,2.7903112999999999,2.440464,2.5141838000000001,2.3596469999999998,2.6865559000000001,2.9012213,2.4488265999999999,2.3763204,2.7108675999999998]
["1988-06-04",2.3692977000000002,2.3662803000000001,2.3179913000000001,2.3850850000000001,2.4061750000000002,2.3136033999999999,2.3534307000000001,2.320449,2.3441393000000001,2.3945311999999999,2.3848565000000002,2.3735317999999999,2.2910987999999999]
["1988-06-05",1.8640682,1.8889358000000001,1.9632418,1.8146538000000001,1.8340240000000001,1.9750957,1.9298519999999999,1.943668,1.8994203999999999,1.9182813999999999,1.9698424000000001,1.9924234000000001,2.5885414999999998]
["1988-06-06",3.188965,3.3003041999999998,3.0578913999999999,3.3345150000000001,3.3010405999999999,3.0771046000000002,3.0842100000000001,2.9087383999999998,3.2126000000000001,3.3493664000000001,2.9868410000000001,2.9577854000000001,3.4193340000000001]
["1988-06-07",2.187427,2.1860807000000002,2.2269871000000001,2.2260149,2.2300105000000001,2.1973832,2.196866,2.1908479999999999,2.1729226000000001,2.1976461,2.2202829999999998,2.1970847,1.9964519000000001]
["1988-06-08",1.4386738999999999,1.4304665000000001,1.3204395,1.4856195000000001,1.4814898999999999,1.3249818,1.3760473,1.3528864,1.4004738000000001,1.439548,1.3925893,1.3911122,0.54059833000000002]
["1988-06-09",0.96670319999999998,0.99086640000000004,0.98417569999999999,0.97777899999999995,0.966561,0.90627170000000001,0.96833119999999995,0.96927030000000003,0.98143320000000001,0.92929890000000004,0.97673659999999995,0.89887320000000004,1.1623174000000001]
["1988-06-10",1.1124434000000001,1.1509331,0.73386470000000004,1.1503994,1.1271514,0.70241779999999998,0.6515862,0.69342789999999999,1.1510845000000001,1.1288648999999999,0.67501323999999996,0.66855109999999995,1.607585]
["1988-06-11",1.0356154,0.9899635,1.1597352000000001,1.4083498000000001,1.4532119999999999,1.1634097000000001,1.1249153999999999,1.6396554000000001,1.0355414000000001,0.9925406,1.1990699,1.6698272999999999,1.7121818]
["1988-06-12",3.2141535000000001,3.4728107000000001,3.9228900000000002,2.9499654999999998,2.9397771000000001,3.8108137000000002,3.6053592999999999,3.6441935999999999,3.569604,3.5597004999999999,3.6090257000000001,3.5415315999999999,4.6520049999999999]
["1988-06-13",3.7339927999999998,3.8030235999999999,3.7452654999999999,3.7634623,3.7751130000000002,3.6977190000000002,3.7414996999999999,3.6400092000000002,3.7655473000000002,3.8098291999999998,3.7217832,3.6556673000000002,3.7589983999999999]
["1988-06-14",4.3651567,4.2948865999999999,4.3894223999999999,4.3142339999999999,4.4084991999999996,4.405983,4.4241675999999996,4.3570313000000001,4.3110723000000002,4.2955613000000001,4.4704740000000003,4.4747313999999996,2.7292762000000002]
["1988-06-15",2.4854370000000001,2.3492508000000001,2.7727784999999998,2.2396579999999999,2.3910399999999998,2.7620900000000002,2.6932372999999998,2.7822707000000002,2.4725969999999999,2.2698748000000002,2.8029709999999999,2.8340730000000001,2.0263016]
["1988-06-16",0.93000099999999997,0.90235540000000003,1.6575705000000001,0.88929599999999998,0.92183119999999996,1.6371015,1.5881023000000001,1.6622817999999999,0.92060209999999998,0.93938169999999999,1.6598664999999999,1.6738265999999999,0.81371623000000004]
["1988-06-17",1.8485465999999999,1.9168909999999999,1.8683646,1.9294564000000001,1.8808802,1.8951769999999999,1.8367538000000001,1.8213286,1.8839136000000001,2.0011413,1.8505229999999999,1.8828646,1.8841604000000001]
["1988-06-18",2.479956,2.5049722000000001,2.9904248999999998,2.0845810999999999,2.2223060000000001,2.9610164000000001,2.8275193999999999,2.8878132999999999,2.6602304000000001,2.4349709000000002,2.8834270000000002,2.8723852999999999,3.2827093999999999]
["1988-06-19",3.3593864,3.5071020000000002,3.5773225000000002,3.3493707000000001,3.3301256000000001,3.4687524000000001,3.4714372,3.3992493000000001,3.4900725000000001,3.4346646999999999,3.4113327999999998,3.2760316999999999,3.7974367]
["1988-06-20",2.1544626,2.1886052999999999,2.4190394999999998,2.0222068000000002,2.0616853000000002,2.45038,2.3121839,2.3508966,2.2449490000000001,2.2262387000000001,2.3388559999999998,2.3750930000000001,2.8673337000000001]
["1988-06-21",2.1394221999999998,2.0969899999999999,2.2315304,2.0715785000000002,2.1182340000000002,2.3336678000000002,2.1994807999999999,2.2210747999999998,2.1352682000000001,2.1727780000000001,2.2376235000000002,2.3452367999999999,1.8220107999999999]
["1988-06-22",3.5577812,3.5791854999999999,3.9305031000000001,3.3279502000000001,3.4296844000000002,3.9036927000000001,3.8057932999999999,3.8237304999999999,3.6637322999999999,3.5570010000000001,3.8520840000000001,3.8487003,4.5309925]
["1988-06-23",3.5807023,3.5383703999999998,3.8204696,3.4323160000000001,3.5425407999999998,3.7425427,3.7472726999999999,3.7388414999999999,3.6000705000000002,3.4199836000000001,3.7863948000000001,3.713158,3.2813957]
["1988-06-24",1.9354476,1.9858027,2.1582705999999998,1.9265032,1.9215252,2.1785939999999999,2.0142152000000002,2.0251622,2.0125606,2.0184407000000002,2.0065724999999999,2.0563370000000001,2.7037716000000001]
["1988-06-25",2.1849682000000001,2.0302262,2.6822279999999998,1.8774379999999999,2.0533838000000002,2.5801687000000002,2.4910320000000001,2.6239020000000002,2.2096363999999999,1.8457724,2.5926309999999999,2.5560993999999999,2.2255535000000002]
["1988-06-26",1.8487614000000001,1.9662626000000001,1.9022973999999999,1.8605506000000001,1.8223996,1.9163619999999999,1.8564596,1.7988605,1.9476593,2.0409377000000002,1.8093123,1.7958212,2.4013255]
["1988-06-27",1.3328614999999999,1.2854445999999999,1.1815886,1.4405106999999999,1.4339381,1.1506354999999999,1.2352396999999999,1.2259772,1.2464824000000001,1.2783134,1.2649016,1.2465109000000001,1.0894569000000001]
["1988-06-28",0.61218300000000003,0.60327030000000004,0.69441719999999996,0.60248060000000003,0.60753846,0.69963825000000002,0.64834480000000005,0.67699560000000003,0.61688829999999995,0.61012374999999996,0.66408389999999995,0.69096619999999997,0.65080680000000002]
["1988-06-29",2.2188444,2.1964451999999999,2.1384493999999998,2.2682036999999999,2.2816261999999998,2.1473499999999999,2.1669664000000002,2.1274191999999998,2.1781435,2.1728443999999998,2.1707418000000001,2.1620146999999998,1.9521872]
["1988-06-30",3.0007806000000001,3.0812317999999999,3.1457055,2.9282216999999999,2.9456617999999999,3.1417310000000001,3.0909578999999998,3.0419119999999999,3.0936458,3.1028235,3.0696821000000001,3.0463998000000001,3.2712876999999998]
["1988-07-01",1.6703911,1.7520484000000001,2.0503752,1.5195536999999999,1.5286229,1.9580360000000001,1.8978584000000001,1.9806986,1.8084244,1.7147188,1.9411304,1.8768008,2.1933951]
["1988-07-02",3.0225607999999999,3.0667271999999999,3.3401399999999999,2.8122240000000001,2.8987758000000001,3.2739536999999999,3.2284130000000002,3.2024655000000002,3.1420689999999998,2.9949777000000002,3.2341182000000002,3.1632524000000002,3.4919543000000002]
["1988-07-03",0.9748966,1.1482538,1.3726505,0.88937460000000002,0.84773109999999996,1.2410249,1.1577010999999999,1.1776797999999999,1.1853305000000001,1.1372690999999999,1.1146425,1.0035016999999999,2.5385960000000001]
["1988-07-04",2.1631787,2.1677860999999998,2.0025906999999998,2.265647,2.2610214000000002,1.9988656,2.0544845999999999,1.9749753000000001,2.1254200000000001,2.1857606999999999,2.0454935999999999,2.0181450000000001,1.9519738]
["1988-07-05",2.8642479999999999,2.8453127999999999,3.1368391999999998,2.6179242,2.7421297999999998,3.0974548,3.0580368,3.0502777000000001,2.9371695999999998,2.7612016000000001,3.081318,3.0417960000000002,3.2781422]
["1988-07-06",2.5381608,2.7036349999999998,2.4973017999999998,2.6047478000000002,2.5461282999999999,2.4435123999999999,2.5154204,2.4140462999999999,2.6277200000000001,2.7472227,2.4743330000000001,2.3795540000000002,2.7998954999999999]
["1988-07-07",3.060778,3.1849604,3.2472994000000002,2.933675,2.9585322999999999,3.2044069999999998,3.1901022999999999,3.1143190000000001,3.2002866000000001,3.1878294999999999,3.1660309999999998,3.0917979999999998,3.4154762999999999]
["1988-07-08",3.1871200000000002,3.3315904000000001,3.3158612000000001,3.0849036999999999,3.0898300000000001,3.3375802000000001,3.2851976999999999,3.1976770000000001,3.3299164999999999,3.4071448000000002,3.2602186,3.2460884999999999,3.2065350000000001]
["1988-07-09",3.4926343000000002,3.6666023999999999,3.3013743999999998,3.6897905,3.6068451000000001,3.3418389999999998,3.3416990000000002,3.1379489999999999,3.5507759999999999,3.8271627000000001,3.2373552000000001,3.2191323999999999,3.6390927]
["1988-07-10",1.9588652,2.1391969999999998,1.706628,2.1356964000000001,2.0281267000000001,1.7554471,1.7864096,1.6370416000000001,2.0234065000000001,2.2946490000000002,1.7103972000000001,1.6998059999999999,2.2715930000000002]
["1988-07-11",3.571231,3.7061700000000002,3.4554529999999999,3.7542284000000001,3.6930239999999999,3.4271908,3.4771627999999999,3.3040346999999999,3.6014647000000002,3.8125526999999999,3.3969375999999998,3.3311806000000002,3.8085403000000002]
["1988-07-12",2.5721259999999999,2.6911857000000001,2.5760784000000001,2.6034627000000001,2.5722952000000001,2.5763829999999999,2.5705041999999998,2.4879180000000001,2.6454925999999999,2.7551443999999998,2.5382319999999998,2.5158892000000002,2.8628654]
["1988-07-13",2.0988102,2.1355748000000001,2.0712730000000001,2.1814689999999999,2.1541429999999999,2.0576591,2.0626462000000001,2.0256245000000002,2.1003227,2.1837740000000001,2.0599349,2.0341225000000001,1.8614676000000001]
["1988-07-14",1.8471850000000001,1.7884566,1.8424993000000001,1.790621,1.8499448000000001,1.8464788000000001,1.8656442,1.8678892,1.8131716,1.7801575999999999,1.9218287000000001,1.9259695999999999,1.4980867]
["1988-07-15",2.5644114,2.4816039999999999,2.5447310999999999,2.5280711999999999,2.6028912000000002,2.5792440000000001,2.5565471999999998,2.5198529999999999,2.5100956000000001,2.4845600000000001,2.5853640000000002,2.6268096000000001,2.0776408000000002]
["1988-07-16",2.7205395999999999,2.8683043000000001,2.4211163999999998,2.9731049999999999,2.8731239999999998,2.4676684999999998,2.5038187999999999,2.3086009999999999,2.7340504999999999,3.0159888000000001,2.4020195000000002,2.3907804000000001,2.6919167000000002]
["1988-07-17",1.6078717,1.5703237000000001,1.6989504,1.5255951999999999,1.5793092,1.6558425000000001,1.6725129000000001,1.6893696,1.6062837000000001,1.4942116000000001,1.7022022000000001,1.672806,1.3923908]
["1988-07-18",3.5063252,3.4479815999999999,3.5972023000000002,3.3490486000000002,3.4662804999999999,3.6561314999999999,3.6227157000000001,3.5663507000000001,3.4908627999999999,3.4680087999999998,3.6579497000000001,3.7027804999999998,2.6525379999999998]
["1988-07-19",3.0936400000000002,3.0623550000000002,2.7139160000000002,3.1679349999999999,3.2200267,2.8218290000000001,2.9318447000000001,2.7720587000000001,2.9739806999999998,3.1299614999999998,2.9264605000000001,2.9726876999999998,2.5348413000000001]
["1988-07-20",1.4621025000000001,1.4960228,1.787193,1.3654250999999999,1.3802793,1.7642604,1.6312219999999999,1.7052966000000001,1.5500879999999999,1.4943907999999999,1.6568750000000001,1.6643597999999999,2.3175444999999999]
["1988-07-21",2.5326613999999998,2.6625413999999998,2.5335302,2.5973872999999998,2.5365790000000001,2.6146802999999998,2.5092124999999998,2.4272892000000001,2.6179583000000002,2.8315005000000002,2.4614500000000001,2.5152866999999999,2.2774740000000002]
["1988-07-22",1.3265365,1.4765520999999999,1.5245781,1.2865384,1.2329888,1.5062156,1.4266543,1.4261885000000001,1.4780576999999999,1.5298134000000001,1.3946122000000001,1.3655771000000001,1.5797124]
["1988-07-23",0.98109029999999997,1.0119655000000001,0.91289739999999997,1.0490927999999999,1.0215809,0.88408109999999995,0.92573919999999998,0.90309099999999998,0.97635629999999995,1.0090908999999999,0.90877859999999999,0.8748146,1.2369595]
["1988-07-24",3.3561527999999998,3.5691320000000002,3.4219773,3.3472388,3.3257034000000001,3.374768,3.4135870000000001,3.2200669999999998,3.4980115999999999,3.6467347000000001,3.3164132,3.2368572000000002,4.1705240000000003]
["1988-07-25",1.6528399,1.747393,1.9350688,1.5584334,1.5611724,1.8848752,1.7892364000000001,1.8060362000000001,1.7834657,1.784897,1.7908390000000001,1.7629235999999999,2.687916]
["1988-07-26",3.1000714,3.2014985,3.2069169999999998,3.0956351999999998,3.1064215000000002,3.1883210000000002,3.1631963000000001,3.0469742000000002,3.1676226000000001,3.2714702999999998,3.1121360999999998,3.0902254999999998,3.7307060000000001]
["1988-07-27",2.6424262999999999,2.7869253,2.8504562,2.5475384999999999,2.5617700000000001,2.7832819999999998,2.7914894000000001,2.697425,2.7694588000000002,2.7783820000000001,2.7419007,2.6842190000000001,3.0848265000000001]
["1988-07-28",1.3835934000000001,1.4692480000000001,0.99192820000000004,1.3803011999999999,1.3492582,1.009954,0.93276990000000004,0.93551519999999999,1.4606669000000001,1.5340608,0.93184800000000001,0.9524878,1.0024757]
["1988-07-29",3.6057787000000001,3.7691539999999999,3.5770811999999998,3.6407002999999998,3.634058,3.5996055999999998,3.6037772000000001,3.3961608000000001,3.6856296,3.8899343000000002,3.5182232999999998,3.5162635,3.9578953000000001]
["1988-07-30",3.1174537999999998,3.2439206,2.8084836000000002,3.3447585000000002,3.2862315,2.8566107999999999,2.9247377000000001,2.7066952999999998,3.0937667000000002,3.3883953,2.8367874999999998,2.8307015999999998,2.9162466999999999]
["1988-07-31",2.3911902999999999,2.3843245999999998,2.1685880000000002,2.5515487000000001,2.5486840000000002,2.2238774000000001,2.2343736000000001,2.1245406,2.3086655,2.4703925,2.2072763000000002,2.2481341000000001,2.7059717000000001]
["1988-08-01",2.1030426000000002,2.0420349,1.8845419999999999,2.2015712000000001,2.233946,1.961549,1.9784645999999999,1.8994793999999999,1.9882206,2.0530225999999998,1.9762884000000001,2.0306582,1.7232590000000001]
["1988-08-02",1.551247,1.6430572000000001,1.5206208000000001,1.7138564999999999,1.6326434999999999,1.5921897,1.4786035,1.4422348,1.5766144,1.8349762000000001,1.4471635,1.5257392000000001,2.2907411999999998]
["1988-08-03",2.7472059999999998,2.7481266999999998,2.6596475000000002,2.698591,2.7778339999999999,2.7035325000000001,2.7732095999999999,2.6337302,2.6990349999999999,2.7478433,2.7518099999999999,2.8101337000000002,2.1120367]
["1988-08-04",2.2869860000000002,2.3433936000000002,2.1772520000000002,2.3756819,2.3697240000000002,2.2086033999999999,2.2054765000000001,2.0757574999999999,2.2832747000000002,2.4281956999999998,2.1429162000000002,2.1555746,2.6549952000000001]
["1988-08-05",2.7244499000000002,2.8244723999999999,2.7801870000000002,2.7012464999999999,2.7283534999999999,2.772389,2.7867297999999998,2.6289422999999998,2.7732839999999999,2.8338882999999999,2.6950539999999998,2.6921043,2.7147298000000002]
["1988-08-06",3.1957765,3.37703,3.3520316999999999,3.1246037000000002,3.1738088000000002,3.3500589999999999,3.3610980000000001,3.1158587999999998,3.2789853,3.3731784999999999,3.2128709999999998,3.2191665,3.7989204000000001]
["1988-08-07",3.4686873,3.5241437000000002,3.6926106999999999,3.2906659,3.4246015999999999,3.7016703999999998,3.6820724,3.4610343000000001,3.5111715999999999,3.4247773000000001,3.5583496000000001,3.5898056,2.7033179000000001]
["1988-08-08",2.4481174999999999,2.4158523000000001,2.7526640000000002,2.1996595999999999,2.3300512000000002,2.7188523,2.7028799999999999,2.6629858,2.4792733,2.317647,2.7055265999999998,2.7146884999999998,2.0223525000000002]
["1988-08-09",2.3023471999999998,2.214982,2.6610252999999999,2.0280485000000001,2.1862574000000001,2.6701552999999998,2.5585703999999998,2.5689142,2.3240440000000002,2.1085799000000001,2.5850909,2.6548642999999998,2.4297960000000001]
["1988-08-10",2.0680263000000001,2.2431667000000002,2.2762414999999998,2.0419122999999999,1.9992748,2.3348049999999998,2.1619983,2.0802073000000001,2.2328410000000001,2.410676,2.0791240000000002,2.1186820000000002,2.7537753999999999]
["1988-08-11",2.2370222000000002,2.3799313999999998,2.2108319999999999,2.2735881999999998,2.2340469999999999,2.2835714999999999,2.2137112999999999,2.0969608000000002,2.3228396999999998,2.5308670000000002,2.1525889999999999,2.1967710999999999,2.6037846]
["1988-08-12",2.3646807999999999,2.4340571999999998,2.5016820000000002,2.3258057000000001,2.3333529999999998,2.4785520000000001,2.4623053000000001,2.4147181999999998,2.4224405,2.4943569999999999,2.4631132999999998,2.4631249999999998,2.3355030000000001]
["1988-08-13",2.1572344000000001,2.3709410000000002,2.0622926000000001,2.3083863,2.2073185,2.1132719999999998,2.0658500000000002,1.9227784000000001,2.257768,2.5541526999999999,1.9762542999999999,1.9931635999999999,2.7696607000000002]
["1988-08-14",3.2753230000000002,3.5766722999999998,3.2034264000000001,3.3869896000000002,3.3090649000000001,3.2717366000000001,3.2238262,2.9645967,3.4227091999999999,3.7826688000000002,3.0609107,3.0866359999999999,4.0422549999999999]
["1988-08-15",3.020524,3.1881862000000001,3.0948335999999999,2.9177797000000001,2.9857610000000001,3.1553203999999999,3.1521113000000001,2.8802072999999999,3.096959,3.2673757000000001,3.0118665999999998,3.0951095,3.7608852000000002]
["1988-08-16",3.0692615999999999,3.1718397,3.0925148,2.9422296999999999,3.0695632000000002,3.1664913000000001,3.2133919999999998,2.8887499999999999,3.0694379999999999,3.1713645000000001,3.0584228000000002,3.1801211999999999,3.2239368000000002]
["1988-08-17",3.3821569999999999,3.4670043000000001,3.4109128000000002,3.3062559999999999,3.4209710000000002,3.5027137000000002,3.5021396,3.1780145000000002,3.3728220000000002,3.5371627999999999,3.3442454000000001,3.4844400000000002,3.1435399999999998]
["1988-08-18",3.0456821999999999,3.3132825000000001,3.2404358000000002,2.9325367999999998,2.9253200000000001,3.3363193999999998,3.1889842000000002,2.9813209999999999,3.2684047000000001,3.4913447,3.0447115999999999,3.1055001999999998,3.602738]
["1988-08-19",2.7721662999999999,2.8456912000000001,3.0162265000000001,2.5367472000000002,2.6447718,2.998281,2.9840239999999998,2.8729402999999998,2.8743862999999998,2.8143115000000001,2.9505075999999999,2.9569960000000002,2.8853211000000001]
["1988-08-20",2.7629125000000001,2.9573748000000002,2.7720354,2.7486655999999998,2.7278769999999999,2.815426,2.799976,2.6151287999999999,2.8835535000000001,3.096527,2.7111100000000001,2.7360555999999998,2.8083262000000002]
["1988-08-21",1.3428134,0.86590909999999999,1.400123,1.2890086000000001,1.3344876999999999,1.4281526,1.3761805,1.3835198,0.8993816,0.90107079999999995,1.4067377000000001,1.4494990999999999,1.253466]
["1988-08-22",2.2766829,2.2623080999999998,2.2587047,2.1786091000000001,2.2919786000000002,2.3226309999999999,2.3447163,2.175319,2.2311141000000001,2.2663891,2.2925794000000002,2.3974821999999998,2.2000636999999998]
["1988-08-23",1.8116403999999999,2.014367,1.9172326,1.8367602000000001,1.7722047999999999,1.9792717,1.8550998000000001,1.7335098,1.9603235000000001,2.177829,1.7513472000000001,1.7913288000000001,2.2773482999999999]
["1988-08-24",2.1317879999999998,2.1531389000000001,2.0373684999999999,2.2175756,2.2061082999999999,2.1165109000000002,2.0662642,1.9860651,2.1080523000000002,2.2781786999999998,2.0486993999999998,2.1237344999999999,1.7784272000000001]
["1988-08-25",2.5244683999999999,2.5019665,2.3678403000000001,2.6138431999999998,2.6623049999999999,2.4083177999999998,2.4327163999999999,2.2915009999999998,2.4396946000000002,2.5625203000000001,2.4067007999999999,2.4595400999999999,2.2244918]
["1988-08-26",1.7317153999999999,1.9630618,1.9590076000000001,1.7573398,1.6836100000000001,1.9862598,1.8097316000000001,1.707989,1.9217016,2.1094784999999998,1.6948163999999999,1.7261059999999999,3.1640402999999999]
["1988-08-27",1.1642235999999999,1.4181554000000001,1.1373065,1.2980552999999999,1.1687462,1.13934,1.1134506,1.0133034999999999,1.3047553999999999,1.549882,1.0115521000000001,0.97435269999999996,1.571332]
["1988-08-28",0.89421110000000004,0.85138040000000004,1.1783816,0.69995359999999995,0.78682786000000005,1.1320771999999999,1.0769013999999999,1.1419265999999999,0.93777960000000005,0.73895173999999997,1.1183784999999999,1.1157117000000001,1.0722468999999999]
["1988-08-29",2.5795949999999999,2.7310398,2.506348,2.6289950000000002,2.6478480000000002,2.5147629,2.5985792000000001,2.2983239000000002,2.5941953999999998,2.8167070000000001,2.4509802000000001,2.4896980000000002,2.5182858000000001]
["1988-08-30",2.002005,2.159821,2.2649121000000001,1.8502634,1.8766322,2.2613547000000001,2.1804488000000002,2.0724290000000001,2.1619532000000001,2.2116932999999999,2.1129891999999999,2.1298547000000001,2.8025045]
["1988-08-31",2.1220167000000001,2.1628194000000001,2.0156909999999999,2.1691734999999999,2.1977929999999999,2.0378191000000001,2.0937480000000002,1.9360332,2.084778,2.2094375999999998,2.0407015999999998,2.0766174999999998,1.9867162]
["1988-09-01",0.94014260000000005,0.9201009,0.92845420000000001,0.96502129999999997,0.97851069999999996,0.89684180000000002,0.93434600000000001,0.91428799999999999,0.90996310000000002,0.89459690000000003,0.93940699999999999,0.91849150000000002,0.27929345]
["1988-09-02",3.0056547999999998,3.0562067000000002,3.010704,2.9383457000000002,3.014335,3.0449525999999998,3.0639980000000002,2.8765947999999999,3.0142388000000002,3.1136946999999999,3.0179608,3.0711474000000001,2.4797668000000002]
["1988-09-03",1.4792597000000001,1.5868500000000001,1.8871776,1.2838877,1.3278874000000001,1.8703369999999999,1.7460362,1.6969658000000001,1.6335202,1.6140473,1.7043473,1.7477640000000001,2.6148126]
["1988-09-04",1.7234242,1.8533306000000001,1.8534404,1.6473861000000001,1.6857568000000001,1.845907,1.8557840000000001,1.6835865999999999,1.7891201999999999,1.8895284000000001,1.7639354,1.803139,2.4177911000000001]
["1988-09-05",1.3053257,1.4372001000000001,1.6199543000000001,1.1230719,1.1636388,1.5481119999999999,1.5411716,1.4463722000000001,1.4377017000000001,1.3758220000000001,1.4678321000000001,1.4472769999999999,2.3120558]
["1988-09-06",1.804648,1.9128698,1.7678562,1.7359279999999999,1.8050843000000001,1.8514425999999999,1.8821315999999999,1.6334371999999999,1.8015243999999999,1.9614035999999999,1.7566514,1.8533630000000001,1.8482997000000001]
["1988-09-07",2.3301723000000001,2.3794599999999999,2.2703419999999999,2.3156322999999999,2.4348866999999998,2.2599342,2.4205193999999999,2.0540242000000002,2.2334087,2.3477325000000002,2.2495370000000001,2.3504014,2.2014640000000001]
["1988-09-08",2.61964,2.7181478000000001,2.7375774000000002,2.4689915,2.581833,2.8640284999999999,2.7983365,2.5123891999999999,2.6495511999999999,2.8170054000000002,2.6573340000000001,2.8581530000000002,2.5500159999999998]
["1988-09-09",1.4907665000000001,1.3946179999999999,1.9213178,1.1441783999999999,1.3243636000000001,1.9171343999999999,1.8264304,1.787452,1.5385126,1.2644732999999999,1.827618,1.9173557000000001,1.5107866999999999]
["1988-09-10",1.4434304,1.5409748999999999,1.5645183,1.2729784,1.3448914999999999,1.5823332000000001,1.6130925,1.4384443,1.5019678000000001,1.5218210000000001,1.5229253,1.5713965999999999,1.6825538]
["1988-09-11",1.1511165000000001,1.2097998999999999,1.3174706,1.1442030000000001,1.1393491,1.2968746,1.2402304,1.2053577,1.1991102,1.2607832000000001,1.2134722,1.2353337,1.6609202999999999]
["1988-09-12",1.3598835,1.4378945999999999,1.49614,1.2882239,1.3385111999999999,1.4502147000000001,1.4629350000000001,1.3408495,1.4109967999999999,1.4319633000000001,1.4000421999999999,1.4022918,1.9989981999999999]
["1988-09-13",1.4011692,1.5286702999999999,1.4950923,1.4236192999999999,1.391505,1.5107751,1.4368704999999999,1.3570602,1.4919340000000001,1.6302247000000001,1.3864968,1.4151963999999999,1.861963]
["1988-09-14",1.4746547999999999,1.5800084999999999,1.4734153000000001,1.5596865,1.5120279000000001,1.4878205,1.4456509,1.400382,1.5264035,1.7038762999999999,1.4398534000000001,1.4534792000000001,1.7429074]
["1988-09-15",1.6283283,1.5787442,1.5318087,1.6503973999999999,1.7115815999999999,1.5877669000000001,1.5801194999999999,1.5006202,1.5548759000000001,1.6205571000000001,1.5838203,1.657654,1.6655032999999999]
["1988-09-16",1.6050542999999999,1.5956250000000001,1.6334848,1.5310376000000001,1.590638,1.701592,1.661913,1.5588805999999999,1.6054276999999999,1.6405905000000001,1.6374723,1.7396955000000001,1.3426830000000001]
["1988-09-17",0.44317479999999998,0.44940266000000001,0.52640200000000004,0.74459810000000004,0.75983845999999999,0.57791287000000002,0.49444914000000001,0.50320315000000004,0.4758095,0.48360819999999999,0.50007296000000001,0.55972940000000004,0.98930790000000002]
["1988-09-18",1.4197264000000001,1.4268692000000001,1.4717315,1.3457703999999999,1.4174598,1.6132381,1.5099142000000001,1.3638656,1.400134,1.5484467,1.4481265999999999,1.6587166,1.2455995]
["1988-09-19",1.3985605999999999,1.5044443999999999,1.374698,1.3283134000000001,1.4177230000000001,1.3909829,1.4970756000000001,1.1827794,1.3786855,1.5093760000000001,1.3325593,1.4250837999999999,1.6730311]
["1988-09-20",0.88327279999999997,0.97747439999999997,0.76390225,0.96860190000000002,0.94194979999999995,0.77933019999999997,0.82656235,0.72415196999999998,0.87463900000000006,1.0371326999999999,0.7699878,0.78833025999999995,0.6331968]
["1988-09-21",0.57826319999999998,0.62584894999999996,0.62840229999999997,0.58011013,0.56163790000000002,0.64289074999999996,0.5991126,0.59244289999999999,0.61791945000000004,0.66503215000000004,0.58625764000000002,0.58755665999999995,0.84857369999999999]
["1988-09-22",0.77618209999999999,0.74821159999999998,0.89118839999999999,0.63906574000000005,0.71673715000000005,0.89795800000000003,0.87563500000000005,0.87609250000000005,0.78260430000000003,0.69357429999999998,0.89354889999999998,0.9269676,0.7715573]
["1988-09-23",0.84866989999999998,0.89836709999999997,0.97718150000000004,0.76789755000000004,0.82444775000000003,0.90322480000000005,0.98415509999999995,0.8638517,0.86013070000000003,0.85441259999999997,0.93791290000000005,0.93901990000000002,0.81194805999999997]
["1988-09-24",0.41270643000000001,0.3591258,0.44991300000000001,0.58416219999999996,0.64535903999999999,0.44968205999999999,0.43728470000000003,0.46193770000000001,0.38561735000000003,0.34803825999999999,0.48263814999999999,0.50324214,1.3542387]
["1988-09-25",1.0871183,1.137732,1.1111390000000001,1.0635338000000001,1.0593307000000001,1.1562133999999999,1.0985412999999999,1.0614589999999999,1.1320281000000001,1.2016304,1.0822219,1.1126480000000001,1.1630830999999999]
["1988-09-26",0.85614319999999999,0.92304070000000005,0.95562130000000001,0.83626723000000003,0.8237949,0.94368070000000004,0.90295110000000001,0.8853645,0.9211433,0.95981079999999996,0.8890787,0.88728119999999999,1.2827010000000001]
["1988-09-27",0.22584460000000001,0.55574464999999995,0.62120869999999995,0.22579806999999999,0.1979302,0.59282975999999998,0.27440786,0.27869987000000002,0.5602838,0.58378419999999998,0.24777372,0.24000640000000001,1.2930775999999999]
["1988-09-28",1.5656587,1.6885661999999999,1.491749,1.6914165999999999,1.6313751999999999,1.5004009,1.5221205,1.3735462000000001,1.5934693,1.80646,1.4566747,1.4805771999999999,1.7471534]
["1988-09-29",1.4208213000000001,1.5315525999999999,1.4166417,1.3377199,1.448261,1.4307563999999999,1.5430090000000001,1.1922454,1.3907216,1.5576473,1.371238,1.5086436000000001,1.8120590000000001]
["1988-09-30",0.97521480000000005,1.0874067999999999,0.91970410000000002,0.91808789999999996,1.0049157,0.96682699999999999,1.0839692000000001,0.73096229999999995,0.92564930000000001,1.1148359000000001,0.90587660000000003,1.0628153,1.076152]
["1988-10-01",0.89103330000000003,0.95603879999999997,0.91131359999999995,0.81941164,0.92346969999999995,0.95921999999999996,1.0036860000000001,0.73310584000000001,0.8400957,0.98799590000000004,0.86267780000000005,0.99966339999999998,1.1486288]
["1988-10-02",0.72078483999999998,0.74204429999999999,0.7506292,0.60461710000000002,0.68639119999999998,0.81230809999999998,0.85803479999999999,0.60598050000000003,0.6871505,0.70944094999999996,0.74324703000000003,0.88972070000000003,1.0295460999999999]
["1988-10-03",0.52642160000000005,0.4791511,0.55187319999999995,0.4399575,0.51913345,0.55723999999999996,0.58648469999999997,0.52811870000000005,0.48809236,0.36896083000000002,0.5719708,0.61213474999999995,0.55676959999999998]
["1988-10-04",0.35715848,0.38973126000000002,0.28871756999999998,0.47481069999999997,0.4305928,0.26773432000000003,0.28307159999999998,0.24689685,0.34360236,0.41429618000000001,0.24808003000000001,0.22012499999999999,0]
["1988-10-05",0.96591249999999995,1.0445295999999999,1.0273412,0.95163770000000003,0.95712430000000004,1.0483134000000001,1.0200783,0.91468159999999998,1.0087008,1.1073834,0.96277409999999997,1.0096422,1.1502300000000001]
["1988-10-06",0,0,0.2953036,0,0,0.1515833,9.4586760000000006E-2,0.12612933000000001,0,0,7.3380130000000002E-2,2.6147347000000001E-2,0.80809359999999997]
["1988-10-07",1.9889838,2.0708532000000002,1.9192815999999999,1.9871715999999999,2.0410357000000001,1.925257,1.9910110999999999,1.7542114,1.9855067,2.1313124000000001,1.906021,1.9601998,2.4776324999999999]
["1988-10-08",1.5498828,1.8202997000000001,1.7463196999999999,1.7683698000000001,1.5711113999999999,1.7892775999999999,1.5176111000000001,1.4366699999999999,1.8014616000000001,1.9579629999999999,1.4836039999999999,1.5239818999999999,2.5330555000000001]
["1988-10-09",0.17475863999999999,0,0.29009119999999999,0.12663704000000001,0.18634126000000001,0.24330636999999999,0.2284458,0.27868484999999998,0,0,0.26948664,0.25886184000000001,0.60362357]
["1988-10-10",1.0665503000000001,1.1564676,0.96296479999999995,1.0147364000000001,1.1050975000000001,1.0234780000000001,1.1312369,0.82039770000000001,1.0128604999999999,1.2169049000000001,0.99415299999999995,1.1576759000000001,0.91599010000000003]
["1988-10-11",0.68945533000000003,0.69428590000000001,0.63617884999999996,0.73067510000000002,0.73250519999999997,0.65355485999999996,0.65859455,0.62184024000000004,0.66434680000000002,0.74388189999999998,0.66491080000000002,0.69139033999999999,0.37792310000000001]
["1988-10-12",0.84591059999999996,0.9083582,0.70192723999999995,0.92111160000000003,0.92032930000000002,0.75026285999999998,0.78394790000000003,0.63780546000000005,0.81089089999999997,0.98191309999999998,0.71709820000000002,0.77873236000000001,0.80477529999999997]
["1988-10-13",0.5441127,0.52980389999999999,0.50539314999999996,0.56379889999999999,0.58324960000000003,0.53679659999999996,0.53771530000000001,0.47932965,0.50496450000000004,0.55711710000000003,0.52389589999999997,0.58733100000000005,0.48734105]
["1988-10-14",0.68542639999999999,0.66157909999999998,0.53098582999999999,0.65507990000000005,0.75554120000000002,0.56085130000000005,0.66073219999999999,0.52557949999999998,0.57689769999999996,0.6377948,0.62332120000000002,0.70220970000000005,0.12438697]
["1988-10-15",0.13419423999999999,0.40313305999999999,0.35946046999999998,0.11733867000000001,9.4019993999999996E-2,0.37100246999999997,0.35531896000000002,0.34732887000000001,0.39066287999999999,0.46154000000000001,0.35305658000000001,0.35375259999999997,0.24106554999999999]
["1988-10-16",0.34088143999999998,0.31822250000000002,0.57048080000000001,0.28146399999999999,0.31155723000000002,0.60975104999999996,0.37624684000000003,0.59289820000000004,0.33963114,0.349576,0.60858400000000001,0.64952326000000005,0.28607874999999999]
["1988-10-17",0.42206453999999999,0.41763565000000002,0.46585179999999998,0.40966487000000001,0.42154144999999998,0.52620579999999995,0.43875465000000002,0.44446495000000003,0.42848744999999999,0.68121149999999997,0.44850630000000002,0.51931389999999999,0.68508880000000005]
["1988-10-18",0.75173160000000006,0.80031110000000005,0.54028606000000001,0.90368990000000005,0.86723629999999996,0.60653509999999999,0.61686430000000003,0.51933014,0.70432656999999999,0.90665099999999998,0.56733389999999995,0.62659560000000003,0.42919230000000003]
["1988-10-19",0.53140549999999998,0.61336469999999998,0.52262675999999997,0.54974794000000005,0.5528132,0.57888024999999999,0.54411639999999994,0.44113150000000001,0.54068214000000003,0.70084919999999995,0.47397479999999997,0.55591259999999998,0.4202572]
["1988-10-20",0.40316089999999999,0.39065757000000001,0.35448557000000003,0.42010104999999998,0.43096800000000002,0.40546349999999998,0.39590994000000002,0.34312160000000003,0.36834169999999999,0.4368881,0.38166988000000002,0.46153396000000002,0]
["1988-10-21",0.45612106000000002,0.52893232999999995,0.40093289999999998,0.41219879999999998,0.50741506000000003,0.45705174999999998,0.53036680000000003,0.25634518000000001,0.38536166999999999,0.58691649999999995,0.38438331999999997,0.53331580000000001,0.35208735000000002]
["1988-10-22",0.3583556,0.42475565999999998,0.38465001999999998,0.22803582,0.35135250000000001,0.3719924,0.50476189999999999,0.22872690000000001,0.30409983000000002,0.33762110000000001,0.36056104,0.46625699999999998,0.35597432000000001]
["1988-10-23",0.33659620000000001,0.32514504,0.35654077000000001,0.32670134000000001,0.33517312999999999,0.40161530000000001,0.35392050000000003,0.35314408000000003,0.32956575999999999,0.35953853000000002,0.36236689999999999,0.42133864999999998,0.18531789000000001]
["1988-10-24",0.3833548,0.4138018,0.33480784000000002,0.37765214000000003,0.42574534000000003,0.37330773,0.38972879999999999,0.27782960000000001,0.34453726000000001,0.44955105000000001,0.33038685000000001,0.40333249999999998,0.1950547]
["1988-10-25",0.12878358000000001,0.13818610000000001,0.12073444999999999,0.13172764000000001,0.13315250000000001,0.12210586,0.1270773,0.117249615,0.1266388,0.14149039999999999,0.11961593500000001,0.12541266000000001,5.4042E-2]
["1988-10-26",1.0437586000000001,1.0716874999999999,1.1199718000000001,0.99231170000000002,1.0197590000000001,1.1967927,1.0938007000000001,1.0515013,1.0812059999999999,1.1588687,1.0811567,1.1743401,0.90939780000000003]
["1988-10-27",0.55129932999999998,0.62772209999999995,0.58924997000000001,0.53160423000000001,0.53156219999999998,0.59566635000000001,0.61537739999999996,0.50115089999999995,0.58176369999999999,0.67458295999999995,0.5622007,0.61196804000000005,0.83464724000000001]
["1988-10-28",0.33169063999999998,0.39681208000000001,0.32415487999999998,0.28088637999999999,0.351406,0.32619946999999999,0.42598039999999998,0.16785865999999999,0.29115396999999998,0.39547115999999999,0.29574558000000001,0.40799215,0.67117729999999998]
["1988-10-29",0.56090490000000004,0.62829979999999996,0.32509779999999999,0.65473619999999999,0.6933745,0.40156936999999998,0.52936183999999997,0.18626718,0.44559609999999999,0.75974649999999999,0.37363206999999998,0.55791634000000001,0.58851370000000003]
["1988-10-30",0.36299026000000001,0.37853740000000002,0.30202129999999999,0.3499661,0.38853644999999998,0.36950198000000001,0.40862039999999999,0.20515522,0.31569338000000002,0.42398910000000001,0.32649212999999999,0.46489494999999997,0.30681639999999999]
["1988-10-31",0.22267645999999999,0.27115424999999999,0.15093228,0.18217518999999999,0.24688666000000001,0.2362831,0.30696027999999997,1.6164033000000001E-2,0.15576680000000001,0.33322898000000001,0.17353826999999999,0.37807259999999998,0.32220399999999999]
["1988-11-01",0.25497389999999998,0.37406655999999999,0.24653600000000001,0.22574217999999999,0.27174047000000001,0.36911835999999998,0.34861952000000002,4.4456112999999998E-2,0.24096780000000001,0.48935383999999998,0.17328523000000001,0.43051620000000002,0.49692750000000002]
["1988-11-02",0.30126409999999998,0.31014952000000001,0.21383567000000001,0.32497271999999999,0.35581824000000001,0.25766169999999999,0.28771055000000001,0.16821247,0.24298739999999999,0.340368,0.24053627,0.33011745999999997,0.26627305000000001]
["1988-11-03",0.75242659999999995,0.79298849999999999,0.52152746999999999,0.85178799999999999,0.87646559999999996,0.62741400000000003,0.68142429999999998,0.42934244999999999,0.65914242999999995,0.91088080000000005,0.57954609999999995,0.74785155000000003,0.62060033999999997]
["1988-11-04",0.42787789999999998,0.51960709999999999,0.30609855000000002,0.44391770000000003,0.48538039999999999,0.37798932000000002,0.45716943999999998,0.15741627,0.37379244,0.59373350000000003,0.31250495,0.48240319999999998,0.51498909999999998]
["1988-11-05",2.4717446000000001E-2,9.8333829999999997E-2,4.3282899999999999E-2,0,2.5835344999999999E-2,0.16231435999999999,9.4159804E-2,0,2.09868E-2,0.19973935000000001,4.1622897000000002E-3,0.18825069999999999,0.17227592999999999]
["1988-11-06",2.6584454E-2,7.6010644000000002E-2,9.6941200000000005E-3,1.9787137999999999E-2,4.9433685999999998E-2,9.8278279999999996E-2,5.7692873999999998E-2,0,1.0266045999999999E-2,0.1505735,0,0.15159468000000001,3.9320337000000004E-3]
["1988-11-07",9.3015639999999997E-2,0.12718046,0.1401693,2.5501154000000002E-2,5.8996106999999999E-2,0.18874494999999999,0.14816567,0.10824494,0.10520214999999999,0.16494201,0.1315055,0.19992589999999999,0.16580929]
["1988-11-08",0.65488789999999997,0.67531629999999998,0.52539206000000005,0.6688731,0.62546829999999998,0.58845866000000002,0.55933960000000005,0.50576069999999995,0.62465210000000004,0.78057779999999999,0.54811929999999998,0.60101146000000005,0.15135385000000001]
["1988-11-09",0,0,0,0,0,0,0,0,0,0,0,0,0]
["1988-11-10",0.31937850000000001,0.30331013000000001,0.41679388000000001,0.23107353999999999,0.27031729999999998,0.44378005999999998,0.38777499999999998,0.40623277000000002,0.33829473999999998,0.30831823000000003,0.4093908,0.44837776000000001,0.39113969999999998]
["1988-11-11",4.2311904999999998E-4,0,0,1.8909146E-3,3.4640924999999999E-3,3.0263186999999999E-3,4.4228816000000002E-3,0,0,4.3763913999999996E-3,0,2.4123957000000001E-2,5.0214170000000002E-2]
["1988-11-12",0,0,1.5455928000000001E-2,0,0,3.3000125999999998E-2,1.8833586999999999E-2,7.9164070000000003E-3,0,0,1.6644135000000001E-2,4.8088237999999998E-2,7.6851550000000005E-2]
["1988-11-13",0.15821906999999999,0.27245503999999998,0.17558673,0.10450191,0.16591900000000001,0.2113322,0.27666037999999998,0,0.14305392,0.31107955999999998,0.10802212,0.27597326,0.46249615999999999]
["1988-11-14",9.1846670000000005E-2,0.15832588,8.8192060000000003E-2,5.1596063999999997E-2,0.106153786,0.1674591,0.16795119999999999,0,6.4006960000000002E-2,0.20606326999999999,4.3940726999999999E-2,0.23008366999999999,0.29819204999999999]
["1988-11-15",0,0,0,0,0,5.9693664E-2,9.3870280000000004E-3,0,0,3.5166456999999998E-2,0,0.117497265,6.2678784000000001E-2]
["1988-11-16",2.7206907999999998E-3,7.4757019999999993E-2,0,0,0,2.7693289999999999E-2,8.0484349999999996E-2,0,0,9.5711130000000005E-2,0,8.5947609999999994E-2,0.16967061]
["1988-11-17",0.38456215999999999,0.37882706999999999,0.25624301999999999,0.46703889999999998,0.34962088000000002,0.30991679999999999,0.29664400000000002,0.25238559999999999,0.3476534,0.4572367,0.2868792,0.32777119999999998,5.5278707000000003E-2]
["1988-11-18",0.13970189999999999,0.10086413499999999,5.6501843000000003E-2,0.18874176000000001,0.1987189,6.5680206000000005E-2,8.7474670000000004E-2,8.4488355000000001E-2,8.1583680000000006E-2,0.11996784000000001,0.11049019,0.13135795,0.10713232]
["1988-11-19",0.10953618,0.1181388,7.3820780000000003E-2,0.15949060000000001,0.14278239000000001,0.11460962,7.7101100000000006E-2,6.3098379999999996E-2,0.10165842,0.17583025999999999,7.3224609999999996E-2,0.11699936499999999,0.2331809]
["1988-11-20",0.27464494,0.32862520000000001,0.26293555000000002,0.29492923999999998,0.2770435,0.28417809999999999,0.26405669999999998,0.21089073,0.30800715000000001,0.39029335999999998,0.24237876,0.25728652000000002,0.5404369]
["1988-11-21",0.26277307,0.29566959999999998,0.19578375000000001,0.27768058000000001,0.29347640000000003,0.23114772,0.26008508000000002,0.14256431,0.23963575000000001,0.35149887000000002,0.21722337999999999,0.28985453,0.29641849999999997]
["1988-11-22",0.11724816,0.23270215,0.10295834,7.7551149999999999E-2,0.117889784,0.17411650000000001,0.19846106999999999,0,0.11861276,0.31136333999999999,6.5709470000000006E-2,0.22627068,0.33456963000000001]
["1988-11-23",5.9244018000000002E-2,0.10933522,0,7.2716064999999996E-2,8.7722815999999995E-2,6.7418195E-2,8.6510190000000001E-2,0,3.1224861999999999E-2,0.16292960000000001,0,0.13251877000000001,0]
["1988-11-24",0,3.0898238000000001E-2,0,0,0,4.4930007000000001E-2,5.7118569999999999E-3,0,0,0.113390185,0,8.31895E-2,0.15380985999999999]
["1988-11-25",0,0,0,0,0,3.0638133E-3,0,0,1.2845184E-3,0,0,1.3721745E-2,0]
["1988-11-26",0,0,0,0,1.5625146999999999E-2,0,0,0,0,0,0,0,0]
["1988-11-27",0,0,0,0,0,0,0,0,0,5.9912256999999997E-2,0,8.4098929999999999E-3,0.10971125]
["1988-11-28",0.4389885,0.4561385,0.32283494000000001,0.49711165000000002,0.48601696,0.37429922999999998,0.36358502999999998,0.30436814000000001,0.42938995000000002,0.53458123999999996,0.35119534000000002,0.38460203999999998,0.32347209999999998]
["1988-11-29",0.40835129999999997,0.46251170000000003,0.37837723000000001,0.45656404,0.42851135000000001,0.45170840000000001,0.37150353000000003,0.33024483999999998,0.43650860000000002,0.58763635000000003,0.34736854,0.40714872000000002,0.52084050000000004]
["1988-11-30",0,0,0,0,0,0,0,0,0,0,0,0,0]
["1988-12-01",0,0,0,0,0,0,0,0,0,0,0,0,0]
["1988-12-02",0,0,0,0,0,0,0,0,0,0,0,0,2.0232799999999999E-2]
["1988-12-03",0.39216646999999999,0.38386026000000001,0.38320878000000003,0.39509620000000001,0.40674709999999997,0.44689353999999998,0.38474393000000001,0.37013793,0.38232186000000001,0.45798480000000003,0.39758276999999997,0.46276339999999999,0.38875362000000002]
["1988-12-04",0,0,0,0,0,0,0,0,0,0,0,0,0.46510760000000001]
["1988-12-05",0.32915359999999999,0.40616770000000002,0.39873627,0.32998663,0.30913292999999997,0.42730590000000002,0.35437644000000001,0.31614798,0.39645606,0.49285023999999999,0.32756375999999998,0.36105080000000001,0.80065375999999999]
["1988-12-06",0.48465859999999999,0.54096639999999996,0.48272124,0.49773264,0.51380539999999997,0.49698864999999998,0.5158644,0.35906535000000001,0.48401063999999999,0.58751379999999997,0.44662264000000002,0.52405535999999997,0.88873449999999998]
["1988-12-07",0.2035392,0.30550264999999999,0.13916011,0.21139398000000001,0.22992243000000001,0.23583892000000001,0.23719408,0,0.19420599999999999,0.40688029999999997,0.106744215,0.2836263,0.26361003999999999]
["1988-12-08",0.1004623,0.1220401,8.2646176000000002E-2,0.13104479999999999,0.12035353,0.102839746,7.9942540000000006E-2,4.5441553000000003E-2,0.10683455,0.16955607,6.2372994000000001E-2,8.4486625999999995E-2,0.20317410999999999]
["1988-12-09",0,0,9.5743679999999998E-2,0,0,9.9074334E-2,4.5273077000000002E-2,3.8205570000000001E-2,0,3.0720381000000001E-2,2.7840528999999999E-2,2.8058432000000001E-2,0.51519554999999995]
["1988-12-10",0,4.1420872999999997E-2,5.6329965999999997E-3,0,0,2.4156494000000001E-2,9.1804350000000007E-2,0,0,6.0072913999999998E-2,0,9.7033400000000006E-2,1.9131928999999999E-2]
["1988-12-11",0.73513810000000002,0.80490379999999995,0.92352369999999995,0.67566216000000001,0.67657129999999999,0.99878929999999999,0.82532439999999996,0.81078850000000002,0.83186256999999997,0.9262804,0.81079199999999996,0.9052557,1.0579460000000001]
["1988-12-12",0.20987729999999999,0.34224004000000002,0.22027640000000001,0.15732450000000001,0.21535314999999999,0.29026790000000002,0.34229325999999999,2.6599589999999999E-2,0.19510083,0.42183300000000001,0.17281179999999999,0.39062010000000003,0.53524315]
["1988-12-13",6.6933930000000003E-2,9.2804945999999999E-2,0,7.7806084999999997E-2,6.5366220000000003E-2,4.4070895999999998E-2,0,0,2.5164305999999998E-3,0.21451680000000001,0,4.7178928000000002E-2,0]
["1988-12-14",0,0,0,0,0,0,0,0,0,0,0,0,0]
["1988-12-15",0,0,0,0,0,0,0,0,0,0,0,0,0]
["1988-12-16",0,0,0,0,0,5.4480430000000003E-2,0,0,0,2.6113563999999999E-2,0,4.8545709999999999E-2,9.9279809999999996E-2]
["1988-12-17",8.0594240000000008E-3,2.0277620999999999E-2,8.7182920000000007E-3,0,2.5011213000000001E-2,6.3065449999999995E-2,3.5327791999999997E-2,0,0,7.1568950000000006E-2,0,0.1024048,0.13445693]
["1988-12-18",0.93475390000000003,1.0225687999999999,0.89660220000000002,0.96502109999999997,0.93958200000000003,0.97695370000000004,0.8976132,0.80886095999999996,0.99602869999999999,1.1688734999999999,0.8562379,0.91772849999999995,0.82876099999999997]
["1988-12-19",0,0,0,0,0,0,0,0,0,0,0,0,0]
["1988-12-20",0.39161532999999998,0.44214799999999999,0.45291185,0.35915253000000003,0.38076853999999999,0.53744639999999999,0.43033274999999999,0.38197637000000001,0.41972056000000002,0.55981344,0.40430036000000003,0.50847094999999998,0.69779720000000001]
["1988-12-21",0,0,0,0,0,0,0,0,0,0,0,0,0]
["1988-12-22",0.9104544,0.89405179999999995,0.90841360000000004,0.80746519999999999,0.83844580000000002,0.97165389999999996,0.90937089999999998,0.88614760000000004,0.90610849999999998,0.9708215,0.93109629999999999,0.99856299999999998,0.88800630000000003]
["1988-12-23",0.80375755000000004,0.87023170000000005,0.98936270000000004,0.69435659999999999,0.71594303999999998,1.000111,0.91581610000000002,0.89035330000000001,0.90193029999999996,0.91931989999999997,0.90878610000000004,0.93027150000000003,1.1319733999999999]
["1988-12-24",0.26917725999999997,0.25523584999999999,0.28035608000000001,0.26328712999999998,0.28384194000000001,0.31068995999999999,0.26601350000000001,0.25216833,0.26156485000000002,0.2858541,0.26694927000000002,0.29914054000000001,0.57097439999999999]
["1988-12-25",0,0,0,0,0,0,0,0,0,0,0,0,0]
["1988-12-26",0.25653878000000002,0.35062939999999998,0.440938,0.19557669999999999,0.21328396999999999,0.4455557,0.38371630000000001,0.37978973999999999,0.3794537,0.36933347999999999,0.38072636999999998,0.38809788000000001,0.64670444000000005]
["1988-12-27",0,0,0,0,0,0,0,0,0,0,0,0,0.21509655]
["1988-12-28",0,0,0,0,0,0,0,0,0,0,0,0,0]
["1988-12-29",0,0,0,0,0,0,0,0,0,0,0,0,0.15177700999999999]
["1988-12-30",0,0,0,0,0,0,0,0,0,2.1365082000000001E-2,0,0,0]
["1988-12-31",0,0,0,0,0,5.3417175999999997E-2,0,0,0,0.112426266,0,4.6848516999999999E-2,1.0938139E-2]
["1989-01-01",9.4260029999999995E-2,0,0.11025877000000001,6.4261589999999993E-2,8.6424484999999995E-2,0.16779959999999999,1.6688580000000001E-2,3.3402399999999999E-2,0,7.359475E-2,3.8518826999999999E-2,0.20017626999999999,0]
["1989-01-02",0.24765894999999999,0.21704689999999999,0.19132683,0.21654917000000001,0.28592794999999999,0.35966473999999998,0.24787751999999999,0.19434607000000001,0.18065727000000001,0.39909074,0.24353179999999999,0.44118560000000001,0.17592722]
["1989-01-03",0.54376230000000003,0.60932090000000005,0.63817816999999999,0.54053779999999996,0.55185249999999997,0.73346244999999999,0.62468343999999998,0.62336279999999999,0.61533450000000001,0.7322438,0.64999030000000002,0.75047200000000003,0.44228240000000002]
["1989-01-04",0,0,0,0,0,0,0,0,0,0,0,0,0]
["1989-01-05",0.76047564000000001,0.77933920000000001,0.76172859999999998,0.77955439999999998,0.78089200000000003,0.84067959999999997,0.74925834000000002,0.72120994000000005,0.76884169999999996,0.90514550000000005,0.75637794000000003,0.83642583999999998,0.88560110000000003]
["1989-01-06",0,0,0,0,0,0,0,0,0,0,0,0,0]
["1989-01-07",0.17496719999999999,0.19347423,0.20585645999999999,0.15676694999999999,0.15903461999999999,0.26023800000000002,0.19317396000000001,0.17509888000000001,0.20032609000000001,0.16780695000000001,0.1845861,0.24814302999999999,0.16160008000000001]
["1989-01-08",0,0,0,0,0,0,0,0,0,0,0,0,3.158946E-2]
["1989-01-09",6.6948679999999997E-2,9.8397769999999996E-2,0.16320000000000001,0,0,0.16782658,0.111936726,0.107738264,0.10850185,0.11964859999999999,0.10153128,0.11153014999999999,0.4077172]
["1989-01-10",0,0,0,0,0,0,0,0,0,0,0,0,0.11125275]
["1989-01-11",0.40452749999999998,0.41087738000000001,0.44314833999999997,0.35764502999999997,0.40951195000000001,0.50959754000000002,0.46677553999999999,0.35017756,0.3821833,0.47341186000000002,0.42276219999999998,0.54753613000000001,0.77696229999999999]
["1989-01-12",0,0,0,0,0,0,0,0,0,0,0,0,0]
["1989-01-13",0.52013489999999996,0.59927859999999999,0.66815139999999995,0.46120845999999999,0.48833070000000001,0.67914870000000005,0.60696950000000005,0.54052319999999998,0.58169590000000004,0.66465399999999997,0.56473196000000003,0.60995880000000002,1.0850757]
["1989-01-14",0.42529993999999999,0.42066979999999998,0.43602180000000001,0.35936057999999999,0.46221383999999999,0.43765705999999999,0.53247350000000004,0.30268149999999999,0.33716281999999997,0.39956498000000001,0.44349100000000002,0.58007425000000001,0.23855535999999999]
["1989-01-15",0.2707754,0.39430913000000001,0.48965034000000002,0.20154179999999999,0.21292920000000001,0.50654330000000003,0.42350376000000001,0.42495539999999998,0.42034070000000001,0.43795475,0.42474866,0.44637236000000002,0.68088579999999999]
["1989-01-16",0.31561415999999998,0.3459778,0.43741770000000002,0.29136136000000001,0.29020000000000001,0.46355560000000001,0.37612054,0.38231513,0.35946060000000002,0.41552605999999997,0.38183161999999998,0.42970629999999999,0.54390490000000002]
["1989-01-17",0,0,0,0,0,0,0,0,0,0,0,0,9.2182860000000005E-2]
["1989-01-18",0,0,0,0,0,0,0,0,0,0,0,1.1558225E-2,0.116129]
["1989-01-19",0,0,0,0,0,4.9890509999999999E-2,0,0,0,7.8497163999999994E-2,0,9.1062545999999994E-2,0.10319643000000001]
["1989-01-20",0,0,0,8.9840719999999999E-2,9.0602940000000007E-2,0,0,0,0,2.7327947E-3,0,0,0]
["1989-01-21",0,0,0,0,0,0,0,0,0,0,0,0,0]
["1989-01-22",4.97248E-2,0.13035827999999999,4.5264949999999998E-2,0,6.1032406999999997E-2,0.14299943000000001,0.18405268999999999,0,0,0.20124933,1.9915806000000001E-2,0.26724002000000002,0.21768016000000001]
["1989-01-23",2.8054347E-2,9.0870510000000002E-2,5.1992789999999997E-2,2.4687130000000002E-2,2.8196985000000001E-2,5.4005995000000001E-2,4.2737864E-2,0,5.4843509999999998E-2,0.13429658,0,1.2402700999999999E-3,0.38955980000000001]
["1989-01-24",0.15264707999999999,0.14086589999999999,0.14212540000000001,5.3351857000000003E-2,0.16137825,0.16682939999999999,0.15781145999999999,0.14052413,0.13757287000000001,0.1685256,0.16908202,0.20867944999999999,0]
["1989-01-25",0.3341095,0.32025015000000001,0.37083339999999998,0.41072725999999998,0.33782943999999998,0.43414863999999997,0.35041602999999999,0.35757040000000001,0.33163047000000001,0.48227140000000002,0.37392019999999998,0.44929025,0.41739503]
["1989-01-26",8.4534579999999998E-2,0.15954431999999999,0.13407126,1.5748458E-2,8.9561210000000002E-2,0.16949965,0.17931449999999999,9.3909189999999993E-3,7.0134920000000003E-2,0.19613129000000001,7.9415604000000001E-2,0.20240602999999999,0.29315636]
["1989-01-27",0.18074531999999999,0.22093323000000001,0.16290194,0.18447796999999999,0.22601457,0.16223139,0.18890229,0.11197971600000001,0.15236785,0.2584881,0.15475626000000001,0.19730700000000001,0.27593297]
["1989-01-28",0.21992315000000001,0.21040539999999999,4.4649630000000003E-2,0.45734320000000001,0.4298865,7.9929E-2,9.6505894999999994E-2,5.7143956000000003E-2,0.15712087999999999,0.29485032,9.3437985000000001E-2,0.12282239,0.21892412]
["1989-01-29",7.1216570000000007E-2,0.1150369,0.117143735,1.3826491999999999E-2,7.9929239999999999E-2,0.19889477,0.16408168000000001,0,4.1781566999999999E-2,0.18824212000000001,6.5186060000000004E-2,0.24866033000000001,0.40198767000000002]
["1989-01-30",0.18382755000000001,0.24147426,0.16728009999999999,0.16475813,0.22094237999999999,0.24214442,0.20588390000000001,0.10124842000000001,0.1554266,0.34490495999999998,0.14461593,0.27517609999999998,0.33229710000000001]
["1989-01-31",0.14775474,0.15654293999999999,0.18143803,0.12212663999999999,0.15013981000000001,0.23542540000000001,0.17159732999999999,0.15231115000000001,0.14499031000000001,0.21201533,0.16250126000000001,0.22607915000000001,0.10885251]
["1989-02-01",9.7688419999999998E-2,9.3990729999999995E-2,7.3539950000000007E-2,0.14190190999999999,0.13379563,0.13665295,6.9191669999999997E-2,5.9722393999999998E-2,8.3276390000000006E-2,0.16704221,6.8684540000000002E-2,0.13951215,0.2446236]
["1989-02-02",1.5770618E-2,2.3537039999999999E-2,8.4666289999999998E-3,0.17883329000000001,4.2947665000000003E-2,4.0809665000000002E-2,0,0,1.1649165E-2,9.3308070000000007E-2,0,3.5441625999999997E-2,0.24539177000000001]
["1989-02-03",0.25041085000000002,0.25541675000000003,0.36493017999999999,0.12285124,0.18488428000000001,0.38748105999999999,0.35952020000000001,0.29775239999999997,0.27178004,0.23420487000000001,0.34052890000000002,0.40373685999999998,0.50367600000000001]
["1989-02-04",0.66772180000000003,0.72599464999999996,0.46734880000000001,0.83328234999999995,0.76987724999999996,0.50167850000000003,0.5227463,0.43618906000000002,0.65223690000000001,0.8401575,0.49171376,0.49723450000000002,0.30522090000000002]
["1989-02-05",0.37254419999999999,0.42336225999999999,0.47412890000000002,0.34152104999999999,0.3433677,0.48111110000000001,0.43995210000000001,0.38858156999999999,0.41229722000000002,0.46427350000000001,0.41443930000000001,0.44883114000000002,1.0037853999999999]
["1989-02-06",0.68733233000000005,0.81611747000000001,0.81278110000000003,0.59091819999999995,0.63574649999999999,0.80508259999999998,0.83360049999999997,0.63653165,0.73018660000000002,0.83861523999999998,0.72754096999999995,0.79763300000000004,0.90647129999999998]
["1989-02-07",0.72885920000000004,0.79803449999999998,0.84804159999999995,0.64776045000000004,0.73488810000000004,0.84530629999999995,0.87355939999999999,0.63904989999999995,0.7063258,0.8058128,0.7526948,0.87344540000000004,1.2489728]
["1989-02-08",0.2315701,0.25246750000000001,0.17708378,0.23395911999999999,0.27285573000000002,0.20533332000000001,0.25994295000000001,9.8580349999999997E-2,0.18160631999999999,0.29157316999999999,0.18467636000000001,0.29569425999999999,8.5919659999999995E-2]
["1989-02-09",0.27412087000000002,0.29871708000000002,0.31970100000000001,0.19507599,0.26622849999999998,0.31700005999999997,0.39045595999999999,0.20411915999999999,0.2404589,0.28017261999999998,0.31067420000000001,0.4093291,0.24124999999999999]
["1989-02-10",0.32508843999999998,0.36416322000000001,0.28146330000000003,0.36360592000000003,0.34497470000000002,0.32202884999999998,0.30158973,0.26446995000000001,0.32860782999999999,0.46393200000000001,0.29211172000000002,0.33638825999999999,0.39494643000000001]
["1989-02-11",0.67930734000000004,0.72613510000000003,0.69652800000000004,0.6040432,0.68599549999999998,0.74905080000000002,0.77456950000000002,0.55224569999999995,0.64458439999999995,0.76648985999999997,0.67408310000000005,0.82293605999999997,0.75618510000000005]
["1989-02-12",0,0,2.7347084000000001E-2,0,0,0,0,0,0,0,0,0,0.37103079999999999]
["1989-02-13",6.4104350000000004E-2,0.21885155000000001,0.2108603,4.4387672000000003E-2,0,0.15607983,5.5242800000000002E-2,5.1318225000000002E-2,0.11509161399999999,0.26489302999999997,6.5954969999999996E-3,0,1.0892183]
["1989-02-14",1.4054789999999999,1.5111226,1.3699949,1.4133169999999999,1.4539309,1.4011091,1.4395290000000001,1.1940596999999999,1.3938315999999999,1.5983052,1.3329858999999999,1.4439044000000001,1.7302538000000001]
["1989-02-15",0.56945570000000001,0.60102650000000002,0.54086140000000005,0.67837190000000003,0.68364170000000002,0.57465345000000001,0.55277710000000002,0.50970470000000001,0.59672259999999999,0.65458720000000004,0.54835579999999995,0.56671050000000001,0.57672393]
["1989-02-16",0.5372574,0.61603564,0.54053240000000002,0.54169469999999997,0.55510219999999999,0.60617169999999998,0.56435219999999997,0.44308785000000001,0.54533814999999997,0.72519827000000003,0.5008437,0.61206910000000003,0.84872650000000005]
["1989-02-17",0.62823987000000003,0.70611389999999996,0.55521860000000001,0.72655080000000005,0.67113179999999995,0.61344739999999998,0.55696774000000004,0.62237010000000004,0.65912479999999996,0.83962590000000004,0.52311479999999999,0.54663819999999996,0.82266309999999998]
["1989-02-18",0,0,0,0,0,0,0,0,0,0,0,0,0]
["1989-02-19",0.77334696000000003,0.89827950000000001,1.1028731000000001,0.52795080000000005,0.50887554999999995,1.0750459999999999,0.9341933,0.9483395,0.9378708,0.96003190000000005,0.9170218,0.90524720000000003,1.6363318]
["1989-02-20",0.93301109999999998,1.0457084000000001,0.96889049999999999,0.88110719999999998,0.94880109999999995,1.0190344,1.0487742,0.74399495000000004,0.92375960000000001,1.1456493999999999,0.8921057,1.0612652,1.4152057]
["1989-02-21",0.57898530000000004,0.64733076000000001,0.53302740000000004,0.52029353,0.62904435000000003,0.61286764999999999,0.70073739999999995,0.32555935000000003,0.48437464000000002,0.72543924999999998,0.51493465999999999,0.75376259999999995,0.8190693]
["1989-02-22",0.16002781999999999,0.20684527,7.7100740000000001E-2,0.25582373000000003,0.2114502,8.7524580000000005E-2,9.0111200000000002E-2,5.0727714E-2,0.16340856000000001,0.28623694,7.0345060000000001E-2,6.78734E-2,0.18938373]
["1989-02-23",0.891872,0.94789730000000005,0.90997320000000004,0.83045954,0.89691169999999998,0.91479449999999995,0.98241080000000003,0.76290464000000002,0.87249779999999999,0.97297389999999995,0.8911076,0.98026930000000001,0.96289309999999995]
["1989-02-24",0.85971629999999999,0.88954619999999995,0.68763779999999997,0.93263260000000003,0.91677410000000004,0.72409679999999998,0.75569403000000002,0.67393700000000001,0.84776569999999996,0.96562930000000002,0.74683529999999998,0.75211620000000001,0.495064]
["1989-02-25",0.42746896000000001,0.48893144999999999,0.58416825999999999,0.37524262000000003,0.37978964999999998,0.56006310000000004,0.50466730000000004,0.4810721,0.50893560000000004,0.50542609999999999,0.48438399999999998,0.47050705999999998,0.99006209999999994]
["1989-02-26",1.2867997,1.3251492,1.2234719000000001,1.2962106,1.3288926999999999,1.2412472999999999,1.2767493000000001,1.1399802000000001,1.2743515999999999,1.3736957000000001,1.2433346999999999,1.2816949,1.2024570000000001]
["1989-02-27",0.89901690000000001,0.95774409999999999,0.85831840000000004,0.927369,0.9246143,0.87181560000000002,0.89776350000000005,0.77827539999999995,0.90740920000000003,1.0313672,0.85969629999999997,0.89740050000000005,1.0000089999999999]
["1989-02-28",1.0532417999999999,1.1233854000000001,1.0686667000000001,1.0105435,1.0792396,1.0543998000000001,1.1267833,0.90427290000000005,1.0356147,1.1353073,1.0279763,1.0944806,1.1520598]
["1989-03-01",1.2513936000000001,1.2335313999999999,1.1653609,1.2978476999999999,1.3195547000000001,1.1757565000000001,1.1972079,1.1165130000000001,1.2146285000000001,1.2757495999999999,1.1990483999999999,1.2166931999999999,0.96884029999999999]
["1989-03-02",0.45420490000000002,0.4525478,0.56343989999999999,0.36228320000000003,0.39938230000000002,0.56061050000000001,0.53196980000000005,0.53685559999999999,0.48618699999999998,0.44664939999999997,0.5532821,0.56099516000000005,0.25054753000000002]
["1989-03-03",0.54309180000000001,0.48133066000000002,0.490672,0.54906774000000003,0.58706530000000001,0.50865095999999999,0.52608010000000005,0.51181686000000004,0.47890254999999998,0.48480424,0.55432329999999996,0.59729045999999997,0.16318382000000001]
["1989-03-04",3.3124340000000002E-2,0.10677352499999999,0.19470428000000001,0,0,0.12274162499999999,0.10495266,0.11250422,0.118271366,8.4789100000000006E-2,8.5276480000000002E-2,1.6052756000000001E-2,0.6164309]
["1989-03-05",0.66577333000000005,0.66091067000000003,0.5909915,0.67185897000000006,0.70053980000000005,0.59633820000000004,0.65441419999999995,0.58716077,0.61927204999999996,0.67136289999999998,0.64649679999999998,0.67759216,0.16311534]
["1989-03-06",1.1247128,1.2068411999999999,1.1599299999999999,1.0507679000000001,1.1480459000000001,1.1790609000000001,1.207635,1.0017134999999999,1.1094826,1.2319784,1.0976864,1.1873864000000001,1.4667188]
["1989-03-07",0.15011954,0.14832094000000001,0.26784219999999997,0.10248502,0.12063583999999999,0.27262597999999999,0.21084428,0.23484358,0.17668900000000001,0.14605027000000001,0.2247439,0.24451913,0.71185390000000004]
["1989-03-08",0.96575619999999995,1.0035183000000001,0.92023149999999998,0.95596539999999997,1.0254624000000001,0.92931839999999999,0.99258279999999999,0.80612903999999996,0.91068190000000004,1.0180899999999999,0.91055609999999998,0.98162450000000001,1.0722179999999999]
["1989-03-09",0.29657240000000001,0.33694088,0.17555346999999999,0.35992479999999999,0.33380520000000002,0.17677963999999999,0.22326604999999999,0.16344832000000001,0.29902166000000002,0.36569214,0.20322034,0.18115048,0]
["1989-03-10",0.61496629999999997,0.86184799999999995,0.4660068,0.74757549999999995,0.70584400000000003,0.50467839999999997,0.49938189999999999,0.43892979999999998,0.80743949999999998,0.95578439999999998,0.47832673999999997,0.5002434,0.84457369999999998]
["1989-03-11",0.75253300000000001,0.74645349999999999,0.68696259999999998,0.79285777000000002,0.8187799,0.72568889999999997,0.71464360000000005,0.64901805000000001,0.70756289999999999,0.81565016999999995,0.69142689999999996,0.75254399999999999,0.87139829999999996]
["1989-03-12",0.44460245999999998,0.49789679999999997,0.49799880000000002,0.46766394,0.44320100000000001,0.47961094999999998,0.45242336,0.43637434000000003,0.48907176000000002,0.53620769999999995,0.4403244,0.41860839999999999,0.71574413999999997]
["1989-03-13",2.7123680000000001,2.7476872999999999,2.7106767000000001,2.6138349999999999,2.7369108,2.7068235999999999,2.7931862000000001,2.520295,2.6910493,2.765879,2.7165121999999999,2.7871122000000002,2.3525467]
["1989-03-14",0.73327940000000003,0.80312600000000001,0.88628110000000004,0.68551487,0.68064349999999996,0.86271779999999998,0.80656479999999997,0.80401840000000002,0.82069736999999998,0.84101590000000004,0.81032245999999997,0.79195769999999999,1.0852005]
["1989-03-15",1.3242444,1.33023,1.4475834000000001,1.2069152999999999,1.2869377,1.4668227,1.4343193999999999,1.3475127,1.3430248,1.346093,1.4171203000000001,1.4818207999999999,1.5100076]
["1989-03-16",0.27693414999999999,0.23814033000000001,0.18962786000000001,0.55564469999999999,0.56433462999999995,0.19111937000000001,0.21383953,0.19794644,0.22271601999999999,0.25079972,0.22914714999999999,0.23539582000000001,0.27692060000000002]
["1989-03-17",0.89934510000000001,0.91717729999999997,1.039539,0.80549835999999997,0.85637280000000005,1.0209414999999999,1.0159005000000001,0.95447020000000005,0.92638469999999995,0.91030180000000005,1.0084561000000001,1.0391585999999999,1.0536972]
["1989-03-18",0.91080709999999998,0.95879179999999997,1.1594346,0.79674643000000001,0.83361050000000003,1.1387784000000001,1.0453188,1.0398149999999999,1.0016992,0.96804409999999996,1.0460079,1.0496913999999999,1.3803283]
["1989-03-19",0,0,0,0,0,0,0,0,0,0,0,0,0]
["1989-03-20",1.4673094,1.49855,1.637335,1.3034781,1.4099716,1.6224216,1.6337311000000001,1.4828948,1.4946193999999999,1.4714304,1.5795581000000001,1.6307098,1.7281839999999999]
["1989-03-21",1.0120665,1.2900676,1.2335958,1.2626649999999999,1.0384755999999999,1.2848888999999999,1.2138604,0.95368059999999999,1.2704593,1.4035473000000001,0.99448820000000004,1.0585247,1.6154583]
["1989-03-22",0.63807700000000001,0.69045436000000004,0.80883192999999998,0.47324624999999998,0.51992625000000003,0.7716364,0.77108580000000004,0.75135470000000004,0.72982409999999998,0.66236510000000004,0.77723439999999999,0.75020960000000003,0.69850725000000002]
["1989-03-23",1.7513609999999999,1.8231272000000001,1.7942106,1.7485858000000001,1.7661233999999999,1.7971212000000001,1.762591,1.6544293999999999,1.8007447999999999,1.8897116,1.7276545000000001,1.7418975999999999,2.1576683999999999]
["1989-03-24",0.81874230000000003,0.82752380000000003,0.86662950000000005,0.78382220000000002,0.82236500000000001,0.8242872,0.83495945000000005,0.78132970000000002,0.83507704999999999,0.80046152999999998,0.81785019999999997,0.79022219999999999,1.0382073000000001]
["1989-03-25",1.7402127999999999,1.8296319999999999,1.5708195,1.7920982000000001,1.8317125999999999,1.6543483000000001,1.688801,1.4676452,1.6955404000000001,1.9580101999999999,1.5998143,1.7140476,1.718828]
["1989-03-26",0.94999060000000002,1.0807962,1.3491128999999999,0.78061369999999997,0.79527753999999995,1.2604584999999999,1.2223709,1.1554525,1.1055931999999999,1.0496369999999999,1.1674234000000001,1.1435390000000001,1.6686995]
["1989-03-27",1.748796,1.8134478000000001,1.6740527000000001,1.749546,1.8062716000000001,1.7300104000000001,1.78149,1.54331,1.7069536000000001,1.888538,1.6769887000000001,1.7868196000000001,1.56721]
["1989-03-28",1.5250726999999999,1.5209056000000001,1.1783633,1.6299205000000001,1.6629415000000001,1.2698210000000001,1.355583,1.2084508,1.4094203000000001,1.6177713,1.3252984999999999,1.4049784000000001,0.96367899999999995]
["1989-03-29",1.2658334,1.2785428000000001,1.1084862,1.35639,1.3587674999999999,1.1982187,1.1649657,1.0839334,1.2152615,1.3778931999999999,1.1442212,1.2290492,0.9952626]
["1989-03-30",1.9964664000000001,2.1552687000000001,2.1401577000000001,1.7779545000000001,1.9052001999999999,2.1502979999999998,2.2578478,1.854312,2.0507045000000002,2.1610714999999998,2.0531290000000002,2.1716464000000002,2.5144489999999999]
["1989-03-31",1.4423206,1.590079,1.4532498,1.3956291999999999,1.4323484,1.4257051000000001,1.5401640000000001,1.3149812000000001,1.4627787000000001,1.5466082999999999,1.4216921,1.4476327,1.2171757000000001]
["1989-04-01",1.4527897000000001,1.5508327,1.4679507000000001,1.4149332999999999,1.4651542,1.4215488000000001,1.5145181000000001,1.3231843000000001,1.4629445000000001,1.5056444,1.4127908,1.3986455,0.91666300000000001]
["1989-04-02",0.71790946,0.67675257,0.75325953999999995,0.68981729999999997,0.72247075999999999,0.72731109999999999,0.75383020000000001,0.78434044000000003,0.68863755000000004,0.67191820000000002,0.81495523000000003,0.81891625999999995,1.2867839999999999]
["1989-04-03",1.7632909999999999,1.7752752000000001,1.8307184000000001,1.6527350999999999,1.7230259999999999,1.8216486000000001,1.8527064,1.7565143999999999,1.7846454,1.7967420000000001,1.8611584000000001,1.8800496,1.9377996]
["1989-04-04",1.9549521999999999,1.9183692000000001,1.9489805,1.9061542,1.9701504000000001,1.9520777,1.9619502,1.9070435999999999,1.9411242,1.9505526,2.0066544999999998,2.0150445000000001,2.0353577]
["1989-04-05",0.50107109999999999,0.52120005999999997,0.47504059999999998,0.52575380000000005,0.51679459999999999,0.44756305000000002,0.47953269999999998,0.45963746,0.50768820000000003,0.52924479999999996,0.48418299999999997,0.45430765000000001,0.48989776000000002]
["1989-04-06",0.43097429999999998,0.72882760000000002,0.66026430000000003,0.77843344000000003,0.4788907,0.66184220000000005,0.37969580000000003,0.35916977999999999,0.70928170000000001,0.76552165000000005,0.38945996999999999,0.41748202000000001,0.31518856000000001]
["1989-04-07",1.6802404,1.7457738,1.6952313999999999,1.6000102,1.6818062,1.6549362999999999,1.7666717000000001,1.5652423,1.68058,1.7053608,1.6908354000000001,1.6917523999999999,1.6076729000000001]
["1989-04-08",1.7558296,1.8177131,1.7374335999999999,1.6716206,1.7908766,1.6714807,1.8616638000000001,1.5831565000000001,1.7057530000000001,1.7281716,1.7462542000000001,1.7530344,1.7960404000000001]
["1989-04-09",1.3842258000000001,1.4224703000000001,1.4022839,1.4177327,1.4498723,1.3641890999999999,1.3947749,1.2843243,1.3675712,1.4214853000000001,1.3433820000000001,1.3276939999999999,1.5257210000000001]
["1989-04-10",1.39439,1.405078,1.3958324,1.3623818999999999,1.3992203000000001,1.3840303,1.4109343000000001,1.3501841999999999,1.3971956999999999,1.4050191999999999,1.4096869999999999,1.4033415,1.1257054]
["1989-04-11",0.81007563999999999,0.83284782999999996,1.0014238,0.74576430000000005,0.76431360000000004,0.93301860000000003,0.91067500000000001,0.92577469999999995,0.86769079999999998,0.8117607,0.92785220000000002,0.88547160000000003,0.81603294999999998]
["1989-04-12",1.9895073999999999,2.0179092999999999,1.9963466000000001,1.8585609999999999,1.9879112999999999,1.9766188,2.1016149999999998,1.8500350000000001,1.9581326999999999,1.9533948000000001,1.9981930999999999,2.0327126999999998,2.1799471000000001]
["1989-04-13",1.6498545,1.6139834,1.6256862000000001,1.5121222000000001,1.628058,1.6112116999999999,1.7464964000000001,1.6037680000000001,1.5938353999999999,1.5225949999999999,1.7233480000000001,1.7388515,0.91989030000000005]
["1989-04-14",1.9966622999999999,1.9166445000000001,1.9571658000000001,1.8972572000000001,2.0197153000000001,1.9866003999999999,2.0516869999999998,1.9209826000000001,1.9164606,1.8983272,2.0472752999999999,2.1109040000000001,1.0900904]
["1989-04-15",2.1059239999999999,2.2320943,2.1815921999999999,1.9538409000000001,2.0690947,2.1103112999999998,2.2764742,1.966064,2.1358823999999998,2.1458526,2.126172,2.114741,2.1541274000000001]
["1989-04-16",0.99082700000000001,0.90211050000000004,1.0688675999999999,1.190221,1.2702681,1.0835794999999999,1.0568150999999999,1.0913556,0.95732010000000001,0.89116430000000002,1.1324126999999999,1.1684540000000001,0.86892970000000003]
["1989-04-17",0.2809178,0.34839544,0.38316964999999997,0.67484485999999999,0.63018870000000005,0.34134274999999997,0.30563410000000002,0.30683935000000001,0.33853766000000002,0.38320729999999997,0.29328626000000002,0.25924930000000002,1.1516854000000001]
["1989-04-18",1.9654566,1.9333530000000001,1.8763970000000001,1.9413373,2.0112570000000001,1.9827154,1.978866,1.8515482000000001,1.8998033999999999,2.0571959999999998,1.9697682000000001,2.1043682000000001,1.3217460999999999]
["1989-04-19",1.4687896,1.3822417,1.4350284,1.3717504,1.4680499,1.4377818,1.5176894999999999,1.4823866000000001,1.3947794,1.3516600999999999,1.5734196,1.6054307999999999,0.81793505]
["1989-04-20",1.4458652000000001,1.3966337,1.6430596,1.3061877,1.3985764999999999,1.6007032000000001,1.5702012999999999,1.5689054,1.4625128999999999,1.3390557000000001,1.6018357999999999,1.6014929,1.6363118000000001]
["1989-04-21",1.7299358,1.684615,1.9283077,1.5181988,1.6396485999999999,1.8914230000000001,1.8981386,1.8505396000000001,1.7617708000000001,1.6137826,1.9201741999999999,1.9215662,1.6939040000000001]
["1989-04-22",1.0584098,1.1135090000000001,1.1885771999999999,1.0117921000000001,1.0147786000000001,1.1870305999999999,1.1300870999999999,1.1276906,1.1244015000000001,1.1366137999999999,1.1355554000000001,1.1368289,1.3502618]
["1989-04-23",1.0929093000000001,1.0747397000000001,1.0143740000000001,1.0983788999999999,1.1162958000000001,1.0365949999999999,1.0584221,1.0325047000000001,1.0646576999999999,1.1035813999999999,1.0809371000000001,1.0992934000000001,0.57514790000000005]
["1989-04-24",0.45928725999999997,0.50826066999999997,0.43966450000000001,0.89973060000000005,0.47717105999999998,0.44250990000000001,0.43347400000000003,0.41242146000000002,0.4814852,0.58437919999999999,0.43027195000000001,0.42868125000000001,0.60552185999999997]
["1989-04-25",0.99575270000000005,1.0155334,1.1399362,0.65061570000000002,0.64826079999999997,1.1053052000000001,1.0668386999999999,1.0853474000000001,1.0373642000000001,0.73268,1.0954092,1.0843239,1.3877318000000001]
["1989-04-26",2.0858688000000001,2.1118370999999998,2.0877775999999999,2.0146472000000002,2.1039462000000002,2.0575173000000002,2.1566074,1.9814529999999999,2.0648398000000001,2.0633678,2.1010960000000001,2.1079857,1.9791768000000001]
["1989-04-27",1.0268748999999999,1.098133,1.2008349,0.96441860000000001,0.9695513,1.155089,1.116859,1.1161977999999999,1.1167096999999999,1.1235615000000001,1.1257001,1.0943830999999999,1.9798800000000001]
["1989-04-28",2.5862476999999999,2.6488985999999999,2.4970560000000002,2.5388706000000001,2.6387999999999998,2.4823750000000002,2.6410996999999998,2.3743981999999999,2.5410491999999998,2.6252266999999998,2.5400615000000002,2.5529535000000001,2.5276678000000001]
["1989-04-29",1.1376900999999999,1.2256463,1.2229642000000001,1.159589,1.1224331999999999,1.2516848,1.1664299,1.1482078,1.2094502,1.3394386,1.1522908999999999,1.1876496000000001,1.6214936]
["1989-04-30",1.7289559999999999,1.8192146,1.6857181999999999,1.8084733,1.8014707999999999,1.6355035,1.6909696000000001,1.5692615999999999,1.745017,1.7905450000000001,1.6257055,1.5675338999999999,1.9363222]
["1989-05-01",0.97514869999999998,1.0500252000000001,1.2778347000000001,0.93225069999999999,0.92330990000000002,1.1927246,1.098881,1.1243658000000001,1.0898696999999999,1.0404339,1.0793064999999999,1.0240701000000001,1.8338524]
["1989-05-02",2.7184577000000001,2.8544998000000001,2.962758,2.4894066000000001,2.5793295000000001,2.9283524000000001,2.9549034000000001,2.7552457000000001,2.848284,2.8188304999999998,2.8464953999999998,2.8500192000000002,3.2453470000000002]
["1989-05-03",2.6904797999999999,2.8717537000000002,3.1278552999999998,2.4122819999999998,2.4997509,2.9821417000000001,3.0498059999999998,2.8592900000000001,2.8773171999999998,2.6833643999999999,2.9209136999999998,2.826301,3.2914004000000001]
["1989-05-04",3.3788548,3.5081012,3.5543208000000002,3.1710036000000001,3.2982445,3.4937589999999998,3.6227632000000001,3.3416320000000002,3.4453231999999998,3.3831004999999998,3.4873675999999998,3.4727895000000002,3.2103415000000002]
["1989-05-05",3.1679827999999999,3.2403927000000001,3.154169,3.0712160000000002,3.1679184,3.1431195999999999,3.2755857000000002,3.0608710000000001,3.1589071999999998,3.1783883999999998,3.2031939999999999,3.2096455000000002,2.7505603000000001]
["1989-05-06",3.3339970000000001,3.349577,3.3268056000000001,3.2375493,3.3675796999999998,3.3475090000000001,3.4153612,3.2068737,3.2965650000000002,3.3092665999999999,3.3601543999999999,3.4140383999999999,2.9701300000000002]
["1989-05-07",3.0260474999999998,3.1276891,3.0709939999999998,2.9772145999999999,3.0616120000000002,3.0284607000000001,3.1332656999999999,2.8779835999999999,3.0308600000000001,3.0710923999999999,3.0091891,2.9950595,3.2964342000000002]
["1989-05-08",3.2118815999999999,3.3260779999999999,3.2562685,3.1826541000000002,3.2480228000000002,3.2600316999999999,3.3107823999999999,3.0706356000000001,3.2305812999999999,3.3399160000000001,3.1930828,3.2177248000000001,3.1857194999999998]
["1989-05-09",2.8839705000000002,2.8104873000000001,2.6790519000000002,2.9485655,3.0388891999999998,2.6980338000000001,2.7989326000000001,2.6366139999999998,2.7431369999999999,2.7853024,2.7673367999999998,2.794108,2.6157979999999998]
["1989-05-10",2.8454074999999999,2.9908755,2.9492365999999999,2.8239162000000002,2.8345041000000002,2.998027,2.9261135999999999,2.7535867999999999,2.9344668,3.0704381000000001,2.8217523,2.8918879999999998,2.749822]
["1989-05-11",1.8369194,1.9024681999999999,1.8794725999999999,1.8548963999999999,1.8376606,1.8742780000000001,1.8519985999999999,1.8070884,1.8825206000000001,1.9324866999999999,1.8398582000000001,1.8186321999999999,1.4885680999999999]
["1989-05-12",3.0286548,3.1228384999999999,3.2255619000000002,2.8748206999999999,2.9407407999999999,3.1954457999999999,3.1805964000000002,3.0702476999999999,3.1445959999999999,3.1306052000000002,3.1599442999999998,3.1253006000000001,3.0162382000000001]
["1989-05-13",2.790899,2.7133503000000001,2.836436,2.7072997000000001,2.8270382999999999,2.8149643000000002,2.8496725999999999,2.7569412999999998,2.7367803999999998,2.6789624999999999,2.8589055999999999,2.8591084000000002,2.9166129000000001]
["1989-05-14",1.7793056,1.8900982,1.9003242,1.8056028,1.7674601999999999,1.8701638,1.8238247999999999,1.7922157999999999,1.8640190000000001,1.9438603999999999,1.7992265999999999,1.7887382999999999,2.3801220000000001]
["1989-05-15",3.3113684999999999,3.5164108000000001,3.3818347000000002,3.2310436,3.2545039999999998,3.3269259999999998,3.4347699999999999,3.2054377000000001,3.4310204999999998,3.5110464000000001,3.3219748,3.2416809999999998,3.3577197000000001]
["1989-05-16",3.320783,3.3888579999999999,3.1071947,3.4137559999999998,3.4429344999999998,3.1348560000000001,3.2277130000000001,3.0062226999999999,3.2757567999999999,3.4812124,3.1383429,3.1295793000000001,3.4157902999999998]
["1989-05-17",3.0285144000000002,3.1010825999999998,3.2338710000000002,2.9127383,2.9830735000000002,3.1766445999999999,3.1752422,3.0329286999999998,3.1084337,3.0500617000000001,3.0821917000000001,3.0398006,3.4057849999999998]
["1989-05-18",3.3921960000000002,3.5435620000000001,3.1940203,3.4593340000000001,3.4499287999999999,3.2298749999999998,3.3418313999999998,3.1273222000000001,3.4039028,3.5967899999999999,3.2518210000000001,3.2362540000000002,3.2758280000000002]
["1989-05-19",3.8829525,4.0353779999999997,4.2084830000000002,3.640326,3.7311809999999999,4.1948695000000003,4.1532429999999998,3.9970808,4.0486674000000002,3.9966433000000001,4.0742200000000004,4.0589513999999998,4.0753029999999999]
["1989-05-20",3.6226384999999999,3.6272120000000001,3.7670853000000002,3.5107759999999999,3.6077599999999999,3.7311860000000001,3.7665655999999998,3.6834699999999998,3.6251479999999998,3.5468503999999998,3.7709543999999999,3.7533120000000002,3.1423942999999999]
["1989-05-21",3.7924297,3.8144146999999999,4.0163473999999999,3.6497693,3.7483008,3.9681964000000001,3.9778864,3.9071372000000002,3.8263812000000001,3.7416816000000002,3.9811804,3.9720656999999999,3.5889791999999998]
["1989-05-22",4.3628039999999997,4.4489646,4.411842,4.3454742,4.3900876000000002,4.4339785999999997,4.4236097000000001,4.2735859999999999,4.3969936000000001,4.5040740000000001,4.3832407,4.4050200000000004,4.4629272999999996]
["1989-05-23",4.5674469999999996,4.6385719999999999,4.4988000000000001,4.5430536000000004,4.6132150000000003,4.5789650000000002,4.5981436000000002,4.3666486999999998,4.5727070000000003,4.6895204000000001,4.5042042999999996,4.5395402999999996,4.3792879999999998]
["1989-05-24",3.5611155000000001,3.7457251999999999,3.4204222999999998,3.7827632000000002,3.685511,3.5524415999999999,3.4575732000000001,3.2975647000000001,3.5976124,3.9576199999999999,3.3615716,3.4573312,4.2060269999999997]
["1989-05-25",3.2506556999999998,3.1411910000000001,2.7131379999999998,3.4564569999999999,3.4891508,2.7927647000000002,2.9829652000000002,2.8341826999999999,3.0265502999999998,3.1592915000000001,3.0134542,3.0357375000000002,1.5006364999999999]
["1989-05-26",3.7983220000000002,3.8345551000000002,4.1006150000000003,3.5609799999999998,3.6755360000000001,4.0562673,4.0151906000000004,3.9531903000000002,3.9108242999999998,3.8102871999999999,4.0366445000000004,4.0064659999999996,3.8291335000000002]
["1989-05-27",3.6454312999999998,3.6864653000000001,3.7679,3.5498460000000001,3.626182,3.7136363999999999,3.7554227999999998,3.6382243999999999,3.6927099999999999,3.6672068000000002,3.7456896,3.687538,3.550716]
["1989-05-28",3.7588650000000001,3.7823175999999998,3.7751744,3.7399547000000002,3.8090826999999998,3.7626211999999999,3.8126829,3.6751450999999999,3.7411148999999999,3.7590897000000001,3.7837155,3.7631643000000001,3.867499]
["1989-05-29",3.5087410000000001,3.4898826999999999,3.6653199999999999,3.4142248999999998,3.5020893000000002,3.6575468,3.6338159999999999,3.5578444,3.5197332000000001,3.5457540000000001,3.6261700000000001,3.6389136,3.37778]
["1989-05-30",3.3755453000000002,3.3842804000000002,3.5972852999999998,3.2282177999999999,3.3181433999999999,3.5857089000000002,3.5095100000000001,3.4510111999999999,3.4453683000000002,3.3908399999999999,3.5190752000000001,3.5281376999999998,3.6815877000000001]
["1989-05-31",2.9161934999999999,2.9701605,2.8678859999999999,2.9632489999999998,2.9618528,2.9348557,2.8970861000000001,2.8041265000000002,2.9263165,3.0731299999999999,2.888328,2.9335450000000001,2.4285190000000001]
["1989-06-01",1.9233452,2.0042322000000001,1.8367784,2.0893703000000001,2.0240486,1.9347032,1.8161385999999999,1.7388551999999999,1.9369376,2.2033695999999998,1.7780077000000001,1.8760600000000001,2.4780014000000001]
["1989-06-02",2.895311,2.9716954000000002,2.8752982999999999,2.9194439999999999,2.9211360000000002,2.8915717999999999,2.8988667000000001,2.7935639999999999,2.9292661999999998,3.0156393000000001,2.8702580000000002,2.8617599999999999,2.7754633000000002]
["1989-06-03",1.6300418000000001,1.6760018999999999,1.5940329,1.6938324,1.6693912,1.6326163,1.5873455999999999,1.5488337999999999,1.6399566999999999,1.7413121,1.5807705000000001,1.6035623999999999,2.1099402999999999]
["1989-06-04",3.1355890999999998,3.0870620999999998,3.2816398000000002,2.9628230000000002,3.0902617000000001,3.2429087000000001,3.2621083,3.2004201000000001,3.149054,3.0195725000000002,3.2863126,3.2514154999999998,2.7441920999999998]
["1989-06-05",2.5881729999999998,2.6489734999999999,2.5853918,2.6197183000000002,2.6154997,2.620336,2.5802999,2.5027591999999999,2.6219695000000001,2.7340545999999999,2.5622878,2.577817,2.6440112999999998]
["1989-06-06",1.3173147000000001,1.3685807000000001,0.71854479999999998,1.4369136,1.3776782999999999,1.2752391000000001,1.2705107,1.2657548999999999,1.3190630000000001,1.4170172999999999,1.2807335,1.2714375,1.4351847]
["1989-06-07",1.5477491999999999,1.6560931000000001,1.9110768,1.445154,1.4356739999999999,1.8163388,1.7388442,1.7887245000000001,1.6993959999999999,1.6483645,1.7555046000000001,1.6931316000000001,2.3390539000000001]
["1989-06-08",1.6102879999999999,1.6209981,1.6630777999999999,1.5700599,1.5921966000000001,1.6423188,1.6389604,1.6234134,1.6335438,1.6002883999999999,1.6508248000000001,1.6267495000000001,1.8803806000000001]
["1989-06-09",2.7081761000000002,2.6485476000000001,2.6039716999999998,2.6160595,2.7031347999999999,2.6272945000000001,2.7124785999999999,2.6591258,2.6581682999999998,2.5997566999999999,2.7555860999999999,2.7576972999999998,1.8017756]
["1989-06-10",2.9389919999999998,2.8819906999999998,2.4975597999999999,3.2574904,3.2134442000000001,2.6433599999999999,2.6422886999999999,2.5227108,2.7539527000000001,3.0356044999999998,2.6278803000000002,2.7309747,2.1724000000000001]
["1989-06-11",3.8065647999999999,3.8638148000000001,3.7655720000000001,3.8589869999999999,3.8822576999999998,3.7617835999999998,3.7705495,3.6105323,3.822962,3.8491409999999999,3.6872655999999999,3.6626289999999999,3.7742795999999998]
["1989-06-12",4.1182074999999996,4.1789937000000004,4.0420379999999998,4.1190084999999996,4.1493500000000001,4.1273793999999997,4.1025010000000002,3.9727285000000001,4.1361946999999999,4.2396083000000004,4.0650133999999998,4.0983369999999999,3.7952992999999999]
["1989-06-13",4.7843995000000001,4.7785244000000002,4.9203434000000001,4.6567315999999996,4.7755165000000002,4.9786872999999998,4.8918265999999999,4.7648187000000002,4.8137045000000001,4.7741350000000002,4.8500284999999996,4.8766685000000001,4.8662359999999998]
["1989-06-14",3.6886399999999999,3.7817976,3.5413383999999999,3.8532034999999998,3.8014616999999999,3.6275084,3.5955772000000001,3.4872700000000001,3.6809911999999998,3.9128904000000002,3.5578107999999999,3.6033911999999999,3.7693856000000001]
["1989-06-15",4.0331450000000002,4.1263366000000001,4.1492430000000002,4.0249905999999998,4.0281140000000004,4.2267776000000001,4.0970453999999998,4.0103536000000002,4.1145880000000004,4.2423387000000004,4.0600823999999998,4.12676,4.1991323999999999]
["1989-06-16",4.2565001999999996,4.3117640000000002,4.2467069999999998,4.2094899999999997,4.2596119999999997,4.4143569999999999,4.2927774999999997,4.1725196999999996,4.2885350000000004,4.3888226000000001,4.2648935000000003,4.3784070000000002,3.9281864]
["1989-06-17",4.2424119999999998,4.2908460000000002,4.3192170000000001,4.1609959999999999,4.224653,4.4673470000000002,4.3092740000000003,4.1953177000000004,4.2965684,4.3585877000000002,4.2697573000000002,4.3645586999999999,4.3087580000000001]
["1989-06-18",4.2581509999999998,4.2652749999999999,4.8681279999999996,3.8190426999999998,4.0048219999999999,4.822927,4.6835110000000002,4.7112845999999999,4.4321820000000001,4.1029153000000003,4.7351445999999999,4.6997065999999998,4.4936930000000004]
["1989-06-19",4.3948600000000004,4.3726653999999998,4.6448245000000004,4.2557324999999997,4.3588804999999997,4.615443,4.5759134000000001,4.5588993999999996,4.4233127000000003,4.3134436999999997,4.6185856000000003,4.5920987000000002,4.6079825999999997]
["1989-06-20",4.4949846000000004,4.5767100000000003,4.677149,4.4064920000000001,4.4594426,4.7430605999999997,4.6321883000000001,4.5433110000000001,4.5743280000000004,4.6139045000000003,4.6006390000000001,4.6294164999999996,4.9683466000000003]
["1989-06-21",4.2435812999999998,4.2107640000000002,4.5713077000000002,3.9879456000000002,4.1241659999999998,4.6003213000000001,4.4777765,4.4625206000000004,4.3232049999999997,4.1901054000000002,4.5219784000000001,4.5662827000000004,3.788348]
["1989-06-22",2.2732912999999999,2.0143037000000001,2.8358433000000001,1.8299878000000001,2.1010835000000001,2.7954642999999999,2.6369004,2.8154108999999998,2.2598294999999999,1.8181186,2.8000280000000002,2.8551310000000001,2.5326903000000001]
["1989-06-23",4.0784225000000003,4.0971694000000003,4.3793930000000003,3.9011135000000001,3.999879,4.3865730000000003,4.2889889999999999,4.2436585000000004,4.1607494000000003,4.0520889999999996,4.2861859999999998,4.2899190000000003,3.9005231999999999]
["1989-06-24",3.6265075000000002,3.6341825000000001,4.0307665000000004,3.2538678999999999,3.410962,4.1046414000000002,3.9369779999999999,3.9483723999999998,3.7559811999999999,3.588508,3.9785712000000002,4.0358510000000001,3.9257057]
["1989-06-25",4.4110240000000003,4.5718794000000003,4.85832,4.1863640000000002,4.2511634999999997,4.8411090000000003,4.6988799999999999,4.5970234999999997,4.6375793999999999,4.5722914000000001,4.6270474999999998,4.5521120000000002,5.4052486000000002]
["1989-06-26",4.2574880000000004,4.4446760000000003,4.2587967000000004,4.2981214999999997,4.2625194000000004,4.3292719999999996,4.2541120000000001,4.0769409999999997,4.3866043000000001,4.5989766000000003,4.1674480000000003,4.1599554999999997,4.3420379999999996]
["1989-06-27",2.2781745999999998,2.221187,2.5448330000000001,2.0641607999999998,2.1660944999999998,2.5096406999999998,2.4723603999999999,2.5430613000000002,2.315658,2.1705407999999999,2.5641017000000002,2.5524399999999998,1.989611]
["1989-06-28",3.4532422999999999,3.481738,3.2157705000000001,3.5842616999999999,3.5775584999999999,3.2932329999999999,3.291029,3.1328862000000002,3.4233229999999999,3.6057815999999998,3.2578664000000002,3.2876162999999998,2.8803740000000002]
["1989-06-29",1.8616846,1.9630866,2.3801410000000001,1.7296157999999999,1.7329102000000001,2.2722435000000001,2.1067459999999998,2.1667350000000001,2.0426744999999999,1.9258751999999999,2.090633,2.0193443000000002,3.2410393000000002]
["1989-06-30",3.1870750000000001,3.2693620000000001,3.1903465,3.1540751,3.1719200000000001,3.2415210000000001,3.2080082999999999,3.1003007999999999,3.2554872000000001,3.3232151999999999,3.1781725999999999,3.1824682000000002,3.0522529999999999]
["1989-07-01",1.9086997999999999,1.919157,1.9468824,1.9584665999999999,1.9434940000000001,1.9242760000000001,1.9048639999999999,1.8959220000000001,1.9128925999999999,1.9409276,1.9044482,1.885975,1.2820237000000001]
["1989-07-02",2.9045382000000002,2.9343523999999999,3.1744804000000002,2.6471817,2.7401805000000001,3.2069160000000001,3.1133540000000002,3.1200644999999998,3.0190790000000001,2.9346263000000001,3.1593778000000001,3.2052716999999999,3.0571774999999999]
["1989-07-03",3.7804475000000002,3.8769417000000002,4.0380826000000001,3.6347326999999998,3.6904249999999998,3.9806452000000001,3.9632000000000001,3.8906949000000002,3.9033408000000001,3.8223517,3.9452577,3.8636230999999999,4.0011333999999996]
["1989-07-04",4.2911580000000002,4.3012322999999997,4.6896763000000004,3.9541694999999999,4.1133179999999996,4.6378079999999997,4.6000759999999996,4.5681976999999998,4.4122779999999997,4.1833705999999999,4.6401095000000003,4.584543,4.1818213000000002]
["1989-07-05",4.0154360000000002,4.1401772000000001,4.7016033999999998,3.7106924000000001,3.7898494999999999,4.6070943,4.4114056000000001,4.4380955999999996,4.2690096000000004,4.1110572999999997,4.4162749999999997,4.3647489999999998,5.0829654]
["1989-07-06",3.8298122999999999,3.9387631000000001,3.9147604,3.8722143,3.8594922999999999,3.9437167999999998,3.8502665,3.7355586999999999,3.9083416,3.9881072,3.7682424000000001,3.7718750000000001,4.0665190000000004]
["1989-07-07",1.5644587000000001,1.686234,1.5434085,1.6335602,1.5671777,1.5464047000000001,1.5316669000000001,1.4812738000000001,1.6375085,1.7537431999999999,1.4797450000000001,1.4580435,2.5095608]
["1989-07-08",1.7032232,1.7837221999999999,1.8996938000000001,1.5874311999999999,1.5921497,1.9381185999999999,1.8308196000000001,1.8503373999999999,1.8120761999999999,1.8231126,1.8322780000000001,1.8731388,2.6023396999999999]
["1989-07-09",0.60189420000000005,0.59017229999999998,0.81317830000000002,0.50650079999999997,0.53587293999999996,0.81801820000000003,0.72755665000000003,0.79518770000000005,0.64105959999999995,0.57552689999999995,0.76578210000000002,0.80484915000000001,0.97008850000000002]
["1989-07-10",2.2877413999999998,2.3311758,2.5861112999999998,2.1913452000000002,2.2142379999999999,2.6467857000000001,2.4452750000000001,2.4753687000000002,2.384226,2.4477465,2.4525776000000001,2.5392960000000002,3.0144315000000002]
["1989-07-11",3.3070179999999998,3.3197359999999998,3.9665408000000002,2.8890414,3.0481060000000002,3.9768748,3.7367232000000001,3.7821411999999999,3.4898348000000001,3.2828827,3.7555792000000001,3.8021796000000001,4.3267673999999996]
["1989-07-12",3.2772109999999999,3.1600516000000001,2.9651532,3.3855124000000001,3.4478811999999999,3.022764,3.1264552999999999,3.0326430000000002,3.1002038000000001,3.1894130000000001,3.1598413000000001,3.2137730000000002,2.9138160000000002]
["1989-07-13",4.0753430000000002,4.0172809999999997,4.208996,3.9709656,4.0951240000000002,4.2120280000000001,4.1879099999999996,4.0995480000000004,4.0495549999999998,3.9888650999999999,4.1887689999999997,4.2023406000000003,3.9831517000000001]
["1989-07-14",2.742407,2.8281339999999999,3.0144826999999998,2.6351222999999999,2.659646,3.0369130000000002,2.9105675,2.9049140000000002,2.8545476999999999,2.9339645000000001,2.919397,2.9511856999999999,4.0735954999999997]
["1989-07-15",4.1554054999999996,4.1937689999999996,4.3453710000000001,4.0228453000000002,4.1239467000000003,4.3711799999999998,4.3178916000000003,4.1941657000000001,4.2066983999999996,4.200717,4.2801590000000003,4.3040266000000003,4.4622789999999997]
["1989-07-16",3.1796199999999999,3.0934181000000001,3.2418423000000001,3.0785010000000002,3.1843507,3.2955239999999999,3.2660296,3.2446920000000001,3.1293557000000001,3.114325,3.3148544000000002,3.3555117000000001,2.7724934000000001]
["1989-07-17",3.5044526999999999,3.5669786999999999,3.9331388,3.3225112000000001,3.3970356000000002,3.9177249999999999,3.7635776999999999,3.7369363,3.6350104999999999,3.566068,3.7458825,3.7588460000000001,4.1027756000000002]
["1989-07-18",3.8373113000000001,3.7031182999999999,3.8341219999999998,3.7214399999999999,3.8777656999999999,3.9521413000000001,3.9022796,3.8248655999999999,3.7392243999999999,3.7220795,3.9394252000000001,4.0592709999999999,3.3063319999999998]
["1989-07-19",3.5554347000000002,3.6677620000000002,3.8272908000000001,3.4373589,3.4864220000000001,3.821234,3.7572939999999999,3.6523210000000002,3.6626514999999999,3.6710308,3.6973896000000002,3.6860040000000001,4.0748296000000002]
["1989-07-20",4.2386827,4.3701600000000003,4.5905165999999999,4.0594406000000003,4.1373724999999997,4.6753564000000001,4.4925345999999999,4.3556350000000004,4.3862779999999999,4.4263563000000001,4.4120382999999999,4.4873620000000001,4.6579284999999997]
["1989-07-21",4.3187714000000001,4.3446883999999999,4.5085879999999996,4.3072239999999997,4.3373169999999996,4.6591363000000001,4.4109454000000001,4.3518780000000001,4.3604830000000003,4.5318709999999998,4.3986090000000004,4.5821085000000004,4.0546980000000001]
["1989-07-22",4.4088984,4.4633219999999998,4.5269174999999997,4.4223284999999999,4.4614533999999999,4.8301344000000004,4.4813289999999997,4.3426856999999996,4.4326267000000001,4.7856426000000001,4.4030820000000004,4.7117630000000004,4.6149893000000004]
["1989-07-23",3.4158287000000001,3.4089844,3.8351839999999999,3.1619997,3.2791638000000001,3.9474523000000001,3.7174839999999998,3.7325373000000002,3.4946839999999999,3.5019144999999998,3.7410412000000002,3.8883800000000002,3.9858479999999998]
["1989-07-24",3.5960076000000001,3.6195151999999999,3.7693908,3.5178747000000001,3.5858316000000001,3.8881559999999999,3.7252736,3.6499480000000002,3.6242657,3.6822572,3.6945548000000001,3.8298328000000001,3.8335805000000001]
["1989-07-25",4.0339410000000004,4.0861609999999997,4.1809240000000001,3.9163103000000001,4.0031759999999998,4.3608770000000003,4.1923045999999999,4.0568742999999996,4.0674020000000004,4.2312690000000002,4.1462430000000001,4.3096449999999997,3.8685749999999999]
["1989-07-26",3.4716876000000001,3.4669569,3.4891217000000001,3.4992622999999998,3.5433146999999998,3.5750728000000001,3.4764116,3.3853004000000002,3.4448344999999998,3.5898235000000001,3.4508648000000002,3.5486848000000002,3.706378]
["1989-07-27",3.4286177000000002,3.4530644000000001,3.5543040000000001,3.3029706000000001,3.3864708000000001,3.6869507000000001,3.5592131999999999,3.4606940000000002,3.4602615999999999,3.641588,3.5439436,3.6971672,3.6570472999999999]
["1989-07-28",3.5479354999999999,3.6143424999999998,3.5531199999999998,3.5377852999999999,3.5756359999999998,3.6810247999999999,3.5785502999999999,3.4234328000000001,3.5715992000000001,3.7978190999999999,3.5138060000000002,3.6182183999999999,3.4106960000000002]
["1989-07-29",3.4852051999999998,3.6759520000000001,3.5290727999999998,3.4734634999999998,3.4606571000000002,3.6349816000000001,3.5257893,3.3381254999999999,3.6087224,3.8780673000000001,3.4188200000000002,3.4821240000000002,4.3391539999999997]
["1989-07-30",1.5602442999999999,1.4793982999999999,1.8202147,1.3905004000000001,1.476353,1.7947287999999999,1.7413430999999999,1.8470632,1.5627346,1.4140877000000001,1.8370856,1.8638968,1.3389344999999999]
["1989-07-31",2.7943300999999998,2.8275937999999998,2.9448303999999998,2.6713749999999998,2.7350660000000002,2.9735434000000001,2.9033248,2.8336787000000001,2.8620431000000002,2.8537982,2.8963885,2.9370303,2.7168055]
["1989-08-01",3.7718573000000002,3.8461435000000002,3.7757763999999998,3.7756552999999999,3.8248164999999998,3.8157390000000002,3.8129960000000001,3.6039056999999999,3.7869188999999999,3.9359047,3.7331463999999999,3.7845732999999999,3.3685648000000001]
["1989-08-02",3.4355264000000001,3.5389203999999999,3.3592824999999999,3.3827028000000001,3.4554455000000002,3.4529847999999999,3.4549059999999998,3.2142053000000002,3.4638360000000001,3.6032351999999999,3.3490636,3.4232895000000001,3.5603812000000001]
["1989-08-03",2.7380958,2.6575248,2.6679816000000001,2.6938064000000002,2.7806090000000001,2.7762313000000001,2.7362709999999999,2.6779419999999998,2.6625447000000002,2.7395049999999999,2.7633548000000001,2.8873467000000002,2.2597976000000002]
["1989-08-04",3.7977694999999998,3.7528472000000002,3.8524172000000001,3.6298927999999999,3.8063739999999999,3.9868708000000002,3.9348884000000002,3.7198508000000001,3.7454836,3.7718750000000001,3.8699005,4.0517909999999997,3.3003154000000001]
["1989-08-05",3.3111405,3.4557164,3.5325236000000002,3.1614127000000001,3.2304143999999999,3.6239754999999998,3.5250504,3.3181877000000002,3.4147460000000001,3.5081674999999999,3.408048,3.5211399999999999,3.4795219999999998]
["1989-08-06",3.1493726,3.3116319999999999,3.3549601999999998,3.0769555999999998,3.0901736999999998,3.4911455999999998,3.3096019999999999,3.1539766999999999,3.2674153000000001,3.4755596999999998,3.2105874999999999,3.3669004,3.5302560000000001]
["1989-08-07",2.9807071999999999,3.0834348,3.2642543000000002,2.8188257000000001,2.8737119999999998,3.3529703999999998,3.1830463,3.0793013999999999,3.1045240000000001,3.2059766999999999,3.1184145999999999,3.2252866999999998,3.4806309999999998]
["1989-08-08",3.386469,3.4649714999999999,3.4881139999999999,3.3370883,3.3815795999999998,3.6771120000000002,3.4722328,3.3233258999999999,3.4329808000000002,3.6682353000000001,3.4032163999999998,3.5939619999999999,3.5159975999999999]
["1989-08-09",3.2824862000000001,3.5539364999999998,3.3740177,3.3242699999999998,3.2707137999999998,3.416318,3.3370186999999998,3.1187271999999999,3.448086,3.7132227000000002,3.1831991999999998,3.1854610000000001,3.5753116999999999]
["1989-08-10",1.4423759,1.4689875999999999,1.6151142999999999,1.4734354999999999,1.4377418,1.6396469,1.5278700000000001,1.6016254000000001,1.4639049,1.5790489999999999,1.5715044,1.6293688,1.3234982]
["1989-08-11",2.0488876999999999,2.2073073000000001,2.1289560000000001,2.0290072000000001,1.9815062999999999,2.1425450000000001,2.1106045,2.0426365999999998,2.1717808000000001,2.3381504999999998,2.0756720999999998,2.0718874999999999,2.4012183999999999]
["1989-08-12",2.8769182999999998,2.8401678000000001,3.0725769999999999,2.7217965,2.8201562999999998,3.1731549999999999,3.0243852000000002,2.9936992999999998,2.8954599999999999,2.9392817,3.0490978000000002,3.1810206999999999,3.0358130000000001]
["1989-08-13",2.9009825999999999,3.0718239999999999,2.9682154999999999,2.9438504999999999,2.9391177000000002,2.9501550000000001,2.9395902,2.7488933000000002,2.9801407000000002,3.1369156999999999,2.8244419999999999,2.8154905000000001,3.2853634]
["1989-08-14",3.4034979999999999,3.5814387999999999,3.5334473000000002,3.3836607999999999,3.3754284000000001,3.5851487999999998,3.4691863000000001,3.3017569999999998,3.5386844000000002,3.7559288,3.3750855999999998,3.4319513000000001,4.6337020000000004]
["1989-08-15",3.9118463999999999,4.0336613999999997,3.9122925,3.9395362999999999,3.9626253,3.9476719999999998,3.9272024999999999,3.6900846999999999,3.9617087999999998,4.149025,3.8172472000000002,3.8542576,4.1496805999999999]
["1989-08-16",2.111923,2.1126895000000001,2.6555187999999998,1.7490926,1.8874944,2.6496784999999998,2.4662153999999998,2.5047874000000001,2.2560074000000001,2.0630853,2.4879321999999999,2.5421079999999998,2.9321700000000002]
["1989-08-17",2.9391395999999999,3.0520109999999998,3.0003378000000001,2.9258978,2.9688983000000002,3.0165549999999999,3.0188288999999999,2.8090267,2.9724504999999999,3.1329319999999998,2.9185311999999999,2.9676504000000001,3.3588776999999999]
["1989-08-18",3.0867917999999999,3.2433679999999998,3.1660246999999999,3.0064829999999998,3.0927587000000001,3.2046033999999999,3.2447279999999998,2.9141344999999998,3.1267195000000001,3.3335349999999999,3.0728898,3.1627486,3.5638456000000001]
["1989-08-19",3.0232801,3.1459614999999999,3.0638013000000002,3.0219282999999999,3.0916448000000001,3.1578662,3.1198980000000001,2.8395332999999998,3.0220327,3.2825850000000001,2.9746594000000002,3.1129324,3.5395093000000002]
["1989-08-20",4.0690203,4.3204640000000003,4.1363450000000004,4.0254430000000001,4.0893470000000001,4.2420799999999996,4.1958245999999999,3.7483819999999999,4.1404389999999998,4.5256769999999999,3.9369687999999998,4.0934900000000001,5.0326456999999998]
["1989-08-21",2.831499,2.8798623000000001,3.2320641999999999,2.493687,2.6590099999999999,3.2930316999999998,3.1928885,3.0035007,2.9296541,2.875543,3.1040301000000001,3.2492402,3.7454087999999999]
["1989-08-22",3.0964765999999999,3.1978792999999999,3.0219128,3.1036725000000001,3.1567962000000001,3.1532059000000001,3.1119794999999999,2.8772167999999998,3.0911740000000001,3.3712043999999999,3.0161734,3.1719936999999998,3.1839819999999999]
["1989-08-23",3.5333328000000002,3.6694795999999998,3.4483334999999999,3.5341152999999998,3.6140555999999999,3.6098159999999999,3.5934599999999999,3.2032691999999998,3.5149376000000001,3.8800735,3.4085747999999998,3.6340697,3.5942875999999999]
["1989-08-24",3.1860300000000001,3.3542342000000001,3.2558134000000001,3.0936756000000001,3.1724255000000001,3.3098209999999999,3.3351014000000001,3.0149457000000002,3.2370415000000001,3.4415016,3.1731782000000002,3.2719724000000001,3.2376993000000001]
["1989-08-25",1.2035345,1.2465097000000001,1.2561277,1.1607656,1.1591682000000001,1.3177338999999999,1.2449939000000001,1.233466,1.2519621000000001,1.3187253000000001,1.2387934,1.2989792,0.66662010000000005]
["1989-08-26",1.4794282999999999,1.4552901,1.4823847999999999,1.4277313,1.4654952999999999,1.5551813000000001,1.5115209000000001,1.5046537,1.4619749,1.5113430999999999,1.5368792,1.6219124,1.3333032]
["1989-08-27",2.8669962999999998,2.9220980000000001,2.8517375,2.8325925000000001,2.8857262000000001,2.8905995,2.9033536999999998,2.7481194000000002,2.8748906000000001,2.9889953,2.8686717000000002,2.9371320000000001,2.7315939999999999]
["1989-08-28",2.7003393,2.7398712999999999,2.6648730999999999,2.6171283999999999,2.7553773000000001,2.6892273000000002,2.8041718000000002,2.4885190000000001,2.6390544999999999,2.7293080000000001,2.6787304999999999,2.7883610000000001,2.6978605]
["1989-08-29",1.4189854,1.4113625000000001,1.4358884999999999,1.4103622,1.4288293000000001,1.5187234999999999,1.4213549000000001,1.4098108,1.4204047,1.5092359,1.4395,1.5256295,1.4360145]
["1989-08-30",2.247897,2.3064659999999999,2.5146828000000001,2.0786897999999998,2.1460786000000001,2.5552299999999999,2.4559991000000001,2.367737,2.3318572,2.3590442999999999,2.414898,2.5045977000000001,2.2943766000000001]
["1989-08-31",2.6753646999999998,2.6709494999999999,2.5317178,2.6673110000000002,2.7476634999999998,2.6783388000000001,2.6542473000000002,2.4486903999999998,2.6089617999999999,2.8142326,2.5954692000000001,2.7769938000000001,2.6177063]
["1989-09-01",2.4143034999999999,2.4326503000000002,2.3311354999999998,2.3810600000000002,2.4995186,2.44191,2.4602666000000002,2.1908143,2.3288926999999999,2.5274220000000001,2.3496592000000001,2.5358502999999999,2.3648565000000001]
["1989-09-02",2.8201426999999999,2.9009140000000002,2.7531235000000001,2.8263346999999999,2.8794550000000001,2.8734484,2.830222,2.5823998000000001,2.8172554999999999,3.0358676999999998,2.7234983000000001,2.8696090000000001,2.3268434999999998]
["1989-09-03",1.8285007,1.8917470000000001,1.8956565999999999,1.7391486,1.791847,1.9749350000000001,1.9333971999999999,1.7765542999999999,1.8619277000000001,1.9645881999999999,1.8694696,1.9913860000000001,2.1253313999999999]
["1989-09-04",2.0821527999999998,2.0702020000000001,2.035822,2.0348362999999998,2.1357305000000002,2.2977232999999999,2.1081555000000001,1.9341402000000001,2.0219865000000001,2.2850006,2.0384123000000001,2.3286444999999998,1.9144947999999999]
["1989-09-05",1.9239174000000001,2.0777747999999998,2.2377353000000002,1.7577811000000001,1.8259434000000001,2.3124951999999999,2.1836555,1.9595480000000001,2.0396893,2.1205919999999998,2.0355922999999998,2.1836975000000001,2.6137191999999998]
["1989-09-06",2.3577807000000002,2.4571594999999999,2.4084455999999999,2.2839483999999999,2.4024302999999998,2.5439565000000002,2.5126838999999999,2.1539134999999998,2.3185449999999999,2.5841253000000002,2.3292663,2.5539844,2.7917434999999999]
["1989-09-07",2.4560697,2.6269467,2.3572142,2.4016251999999998,2.4815214000000001,2.5778612999999999,2.5527207999999999,2.1424189999999999,2.4392805000000002,2.8076922999999998,2.344131,2.6111800000000001,2.3906939999999999]
["1989-09-08",1.8697771999999999,1.9215164,1.9482628,1.6795712,1.7836639999999999,1.9905012,2.0019304999999998,1.9037318000000001,1.9083810000000001,1.9085093,1.9829721,2.0389826000000002,1.385869]
["1989-09-09",0.87696149999999995,0.88087099999999996,1.0305679999999999,0.87542339999999996,0.88367609999999996,1.0152475000000001,0.92634039999999995,0.94700569999999995,0.9055358,0.90743099999999999,0.9347008,0.95004350000000004,1.8701216000000001]
["1989-09-10",1.4028232,1.5292314,1.5425245000000001,1.3910286000000001,1.3521342999999999,1.5461815999999999,1.4656131999999999,1.4380904000000001,1.5149505999999999,1.6270126,1.4402938000000001,1.4465828999999999,1.8826813]
["1989-09-11",1.2040994,1.2042508999999999,1.2604938000000001,1.163886,1.1848212,1.3151387999999999,1.2337168000000001,1.2231455,1.2265575,1.2641690000000001,1.2313248000000001,1.2878478,1.3658768999999999]
["1989-09-12",0.74432679999999996,0.74234960000000005,0.87269030000000003,0.65828909999999996,0.68408614000000001,0.93169809999999997,0.83095043999999996,0.85498470000000004,0.77512320000000001,0.75334805000000005,0.83857459999999995,0.90472680000000005,0.93079040000000002]
["1989-09-13",0.8750367,0.84299829999999998,0.94547970000000003,0.81042740000000002,0.84692069999999997,0.99835799999999997,0.92920820000000004,0.95021659999999997,0.8720407,0.87151970000000001,0.95429010000000003,1.0225698000000001,0.8809941]
["1989-09-14",1.7982925999999999,1.8849773000000001,1.6987087000000001,1.8798608000000001,1.8581426000000001,1.8240027000000001,1.7282352000000001,1.6015431,1.8174587,2.0786948000000001,1.6717420000000001,1.7873452000000001,2.0591748000000001]
["1989-09-15",0.99351929999999999,1.0997269999999999,1.0847397000000001,1.05043,0.99442249999999999,1.0933539000000001,0.99646869999999999,0.94829470000000005,1.0833527000000001,1.1787274999999999,0.92863569999999995,0.91760609999999998,1.5104013999999999]
["1989-09-16",1.1721961000000001,1.279928,1.0866674999999999,1.2515696999999999,1.1964912000000001,1.1305318,1.1125668,1.0295346999999999,1.2138054,1.3921596000000001,1.0582125,1.0803703,1.1535465]
["1989-09-17",1.3960611999999999,1.4166622,1.2371452999999999,1.484183,1.4839013999999999,1.3390116999999999,1.2958293999999999,1.2292879000000001,1.3514153,1.5350385,1.2756765999999999,1.3592553999999999,1.2871329]
["1989-09-18",1.6368369,1.8098711999999999,1.6397527000000001,1.601391,1.6373508999999999,1.6588483999999999,1.709918,1.4739897,1.6780126,1.875861,1.5703506,1.6311035,1.8201662000000001]
["1989-09-19",2.2116340000000001,2.2464833,2.3385346,2.0347854999999999,2.1974434999999999,2.4077367999999999,2.4088379999999998,2.1134748000000001,2.1840305,2.2662127000000001,2.2788080000000002,2.4681772999999998,2.6932923999999998]
["1989-09-20",2.1732621000000001,2.3078425,2.2826984000000001,2.0289492999999998,2.1773449999999999,2.2842380000000002,2.3922819999999998,1.978788,2.1543972,2.2999136,2.1840329999999999,2.3394159999999999,2.5196774]
["1989-09-21",1.990216,2.1104438000000001,2.1047102999999998,1.8629473000000001,1.9972544000000001,2.0986793000000001,2.2033516999999998,1.7871687000000001,1.9747205999999999,2.0767726999999998,1.9799159,2.1106099999999999,2.1810771999999998]
["1989-09-22",0.96483509999999995,0.98808200000000002,1.1828681999999999,0.83820539999999999,0.86872720000000003,1.188242,1.1200707000000001,1.1526544000000001,1.0238807999999999,1.0138605000000001,1.1511114,1.1942679,1.1218607]
["1989-09-23",1.5148581999999999,1.5463125,1.5564426,1.5007803,1.551965,1.7082168,1.5466998999999999,1.4110634,1.5083015,1.6804408,1.4755039999999999,1.672399,2.1405387]
["1989-09-24",0.66968799999999995,0.66933140000000002,0.87217509999999998,0.19847898,0.59919699999999998,0.96279729999999997,0.80292929999999996,0.80764199999999997,0.71578589999999997,0.73910403000000002,0.80178945999999995,0.92192439999999998,1.1990301999999999]
["1989-09-25",1.3524594000000001,1.4611270000000001,1.4300748000000001,1.2145838,1.3165581,1.4614590000000001,1.5130899,1.2312729,1.3630382999999999,1.452612,1.3614256,1.4755509,1.5526249999999999]
["1989-09-26",0.64748066999999998,0.68877363000000003,0.68863492999999998,0.65526026000000004,0.64320460000000002,0.74783295000000005,0.66038419999999998,0.64607460000000005,0.67797244000000001,0.76115703999999995,0.64173380000000002,0.69663439999999999,1.1475396]
["1989-09-27",0.91515979999999997,0.91965699999999995,1.090522,0.74028426000000003,0.80405426000000002,1.1476512000000001,1.046465,1.053599,0.98238099999999995,0.92300970000000004,1.0599544000000001,1.1327784000000001,0.86710929999999997]
["1989-09-28",1.5214163999999999,1.6570016000000001,1.3206031,1.7756883999999999,1.6543935999999999,1.4347099000000001,1.3667469999999999,1.2384351,1.531318,1.9178818,1.3041353,1.3991100999999999,1.5241876000000001]
["1989-09-29",1.6210815000000001,1.67632,1.465195,1.6649883999999999,1.6907996000000001,1.5785488000000001,1.5752805000000001,1.3624510000000001,1.5883107000000001,1.7984481999999999,1.4917856,1.6298972,1.4477458000000001]
["1989-09-30",0.32905146000000002,0.31219465000000002,0.45402029999999999,0.58705099999999999,0.60397803999999999,0.47876289999999999,0.38381290000000001,0.40663314,0.3462189,0.30791400000000002,0.39058670000000001,0.4298342,0.74575380000000002]
["1989-10-01",0.37612203,0.72913559999999999,0.57683600000000002,0.47698629999999997,0.4241105,0.64002519999999996,0.60100129999999996,0.56041940000000001,0.68085825,0.86150009999999999,0.57939989999999997,0.62850569999999994,0.74481313999999998]
["1989-10-02",1.1228670999999999,1.1544604000000001,0.99594400000000005,1.1902520000000001,1.1830153000000001,1.2160506,1.0507162999999999,0.95730130000000002,1.1038527,1.3510538000000001,1.0134615,1.2248485,1.0518464999999999]
["1989-10-03",0.76998409999999995,0.83003139999999997,0.58983070000000004,0.95680100000000001,0.87509000000000003,0.68385375000000004,0.64420069999999996,0.58437353000000003,0.74311349999999998,1.0329596000000001,0.62365190000000004,0.70667475000000002,0.85236639999999997]
["1989-10-04",1.6578196000000001,1.7921168000000001,1.587672,1.6181418000000001,1.705983,1.698113,1.7401150000000001,1.3671621,1.6214211000000001,1.9073405999999999,1.5562658,1.7660260000000001,1.7394679]
["1989-10-05",1.201724,1.3619375,1.0553356,1.2861804999999999,1.2888847999999999,1.1087145,1.1440945,0.90756250000000005,1.198672,1.4730184,1.0045689,1.0771987000000001,1.4748333]
["1989-10-06",0.90657670000000001,0.94467210000000001,0.80802744999999998,0.85177179999999997,0.87173020000000001,0.84563949999999999,0.74417820000000001,0.71746975000000002,0.97278880000000001,0.97778410000000004,0.72605925999999998,0.76261009999999996,1.2383694999999999]
["1989-10-07",1.3356326999999999,1.3858747,1.1028336999999999,1.3331131000000001,1.3344471,1.2073216,1.1011503,1.0481887999999999,1.3773552,1.4975799999999999,1.0902048,1.180153,1.3924737]
["1989-10-08",1.4366378,1.400304,1.4721215999999999,1.3510838000000001,1.4404927000000001,1.5067296999999999,1.5132981999999999,1.3861375,1.4039581000000001,1.4094348000000001,1.4967896999999999,1.5970884999999999,1.1792487]
["1989-10-09",0.39212345999999998,0.42684800000000001,0.39939603000000001,0.45614880000000002,0.42839189999999999,0.37190568000000002,0.38515407000000002,0.35789304999999999,0.39292579999999999,0.46564385000000003,0.3743572,0.36749363000000002,0.74034745000000002]
["1989-10-10",1.0559486,1.1105271999999999,0.99768460000000003,1.0804307,1.1066433,1.0892866999999999,1.0403913,0.88284450000000003,1.0440853000000001,1.2000059999999999,0.9576247,1.0820776999999999,1.2264003999999999]
["1989-10-11",0.72148540000000005,0.69856779999999996,0.71852623999999998,0.70911234999999995,0.73771023999999996,0.78028350000000002,0.72586059999999997,0.69608990000000004,0.70027669999999997,0.74323810000000001,0.72457062999999999,0.80621445000000003,0.56317600000000001]
["1989-10-12",0.97560449999999999,1.0159178,0.88218200000000002,0.97155239999999998,1.0447957999999999,0.93577270000000001,0.96656410000000004,0.78848510000000005,0.92306699999999997,1.0594091000000001,0.87905219999999995,0.9808578,0.83743449999999997]
["1989-10-13",1.1288130999999999,1.1282034000000001,1.0302517,1.1966232999999999,1.1935093000000001,1.1211199999999999,1.0705754999999999,1.0042243,1.0913283,1.2561716999999999,1.0606348999999999,1.1636976000000001,0.86659540000000002]
["1989-10-14",1.0913181999999999,1.2226433000000001,1.2009418000000001,1.0605925,1.068916,1.2365758,1.1738850000000001,1.0356679,1.1645582999999999,1.3177160999999999,1.0919179999999999,1.1711354,1.5113057999999999]
["1989-10-15",0.76691860000000001,0.80657970000000001,0.71821330000000005,0.76536490000000001,0.81151870000000004,0.78860699999999995,0.77746433000000004,0.62765574000000002,0.73381083999999996,0.87735160000000001,0.70693680000000003,0.83075829999999995,0.80819695999999996]
["1989-10-16",0.96937510000000005,1.0130912000000001,1.0272376999999999,0.9030243,0.97205640000000004,1.0894611999999999,1.0313797,0.91296460000000002,0.9753522,1.0725434,0.97044209999999997,1.0820882000000001,1.0976461]
["1989-10-17",0.58608369999999999,0.70431535999999995,0.63654750000000004,0.41898545999999998,0.5706502,0.63291185999999999,0.80308029999999997,0.36529776000000003,0.53690320000000002,0.62760320000000003,0.57664820000000006,0.74702519999999994,1.1450676]
["1989-10-18",0.42589660000000001,0.53845050000000005,0.45976126,0.40957232999999998,0.42583474999999998,0.47150055000000002,0.47305693999999998,0.35601677999999998,0.45251635000000001,0.57805896000000001,0.39183667,0.42411684999999999,0.74441400000000002]
["1989-10-19",0.66661389999999998,0.63301830000000003,0.6988027,0.55321339999999997,0.64216850000000003,0.72279579999999999,0.73493869999999994,0.67922199999999999,0.63324210000000003,0.60165584000000005,0.73420490000000005,0.7982534,0.38723839999999998]
["1989-10-20",2.6609219999999998,2.7606600000000001,2.6092045000000001,2.6184440000000002,2.6690716999999999,2.6773894,2.7042685,2.4434032000000001,2.675535,2.8759209999999999,2.6238275,2.7345126,2.4732289999999999]
["1989-10-21",0.61698220000000004,0.67526096000000002,0.33072424,0.78416529999999995,0.72701490000000002,0.37834528000000001,0.4291991,0.32050556000000002,0.58560765000000004,0.76410979999999995,0.37865939999999998,0.38491619999999999,0.45375700000000002]
["1989-10-22",1.2011782,1.2681389999999999,0.8932698,1.353696,1.3127803,0.99647140000000001,1.0254528999999999,0.88349679999999997,1.1562026000000001,1.4204695000000001,0.97483719999999996,1.0474283,0.95336489999999996]
["1989-10-23",0.28726750000000001,0.30336994,0.33887386000000003,0.25268072000000003,0.26368648,0.37403895999999998,0.32335140000000001,0.30970255000000002,0.30571827000000001,0.32998577000000001,0.31181985000000001,0.3566318,0.39256603000000001]
["1989-10-24",0.62931049999999999,0.76989459999999998,0.6646649,0.55323862999999995,0.63900464999999995,0.66660666000000002,0.78449389999999997,0.40211197999999998,0.60362439999999995,0.79407877000000004,0.57911164000000004,0.73438555000000005,1.0307845]
["1989-10-25",0.76543260000000002,0.88029579999999996,0.80697596000000005,0.63625746999999999,0.74676100000000001,0.83076876,0.89878210000000003,0.61475354000000004,0.76835640000000005,0.8997676,0.74937690000000001,0.88182430000000001,1.0244842999999999]
["1989-10-26",5.0575854E-3,0,0,0.23859385,0.23217206000000001,1.1987005E-2,0,0,0,3.706164E-2,0,1.6702205000000001E-2,0.31541704999999998]
["1989-10-27",0.56021690000000002,0.50932074000000005,0.37497029999999998,0.61249070000000005,0.65694993999999995,0.41685193999999998,0.48538365999999999,0.37542125999999998,0.4519996,0.52465850000000003,0.45682755000000003,0.53398259999999997,8.0701309999999998E-2]
["1989-10-28",1.3516824000000001,1.2202885000000001,1.4544425000000001,1.1164532,1.2773502000000001,1.4677362,1.4922394999999999,1.5045828000000001,1.2934483000000001,1.1594936,1.5896522,1.6428646,0.64866424]
["1989-10-29",2.5915607999999999,2.5260668000000002,2.3371124000000001,2.6425920000000001,2.7087526,2.4544712999999998,2.4701552000000002,2.3360430999999999,2.4793837000000001,2.6424645999999998,2.4954603,2.6054742000000002,1.5876593999999999]
["1989-10-30",0.97781499999999999,1.0148706000000001,0.95457449999999999,0.96650530000000001,1.0224215999999999,0.99723280000000003,1.0210732,0.81872800000000001,0.93406900000000004,1.0613576,0.93378280000000002,1.0515582999999999,0.92071170000000002]
["1989-10-31",4.1122924999999998E-2,3.5019327000000003E-2,0.15715882,0,0,0.13441085999999999,0.20815710000000001,8.6522779999999994E-2,3.5869520000000002E-2,0,0.16285735000000001,0.22561355,0.18530337999999999]
["1989-11-01",0.32523965999999999,0.33731988000000002,0.35046496999999999,0.34759774999999998,0.34079313,0.4409846,0.33429905999999998,0.31058803000000001,0.32724562000000001,0.45119073999999998,0.32372161999999999,0.43491229999999997,0.56605099999999997]
["1989-11-02",0.39864339999999998,0.39222726000000002,0.2300007,0.48618349999999999,0.48054764,0.27022912999999998,0.29903594,0.25588745000000002,0.33879492,0.45719929999999998,0.29822500000000002,0.33196798,6.6494460000000005E-2]
["1989-11-03",0.49986246000000001,0.57717510000000005,0.49831039999999999,0.48552384999999998,0.5265126,0.56286639999999999,0.57435659999999999,0.33076253999999999,0.47630285999999999,0.670628,0.4458686,0.61017189999999999,0.67650719999999998]
["1989-11-04",0,0,0,0,0,0,0,0,0,0,0,0,0]
["1989-11-05",0.22762994,0.29281565999999998,0.23773985,0.18706323,0.23679997,0.28612514999999999,0.28024729999999998,0.15335472,0.21772335000000001,0.35288829999999999,0.21103746000000001,0.31896155999999998,0.21534624999999999]
["1989-11-06",0.13910491999999999,0.22122639999999999,6.2838755999999996E-2,0.1116885,0.17527636999999999,0.16000586999999999,0.2166363,0,7.7523830000000002E-2,0.27424135999999999,4.8103220000000002E-2,0.26830214000000002,0.24439807]
["1989-11-07",0.17954917000000001,0.1868021,0.13157308000000001,0.16592582,0.18398890000000001,0.16099092000000001,0.15731054999999999,0.12258247,0.17563902000000001,0.21303330000000001,0.14699930999999999,0.17153789999999999,0.17562269]
["1989-11-08",0,0,9.5361870000000001E-2,0,0,3.8786158000000001E-2,0,0,3.1230479999999998E-3,1.78613E-2,0,0,0.27902581999999998]
["1989-11-09",0.89603129999999998,0.92973799999999995,0.84537340000000005,0.91293760000000002,0.94328040000000002,0.90772399999999998,0.88549820000000001,0.76346826999999995,0.8711508,1.0192364,0.84310600000000002,0.93804310000000002,1.0051763]
["1989-11-10",0.12327065,0.2007215,0.28633595000000001,9.6843369999999998E-2,0.12428690000000001,0.27274155999999999,0.24675378000000001,0.25740474000000002,0.22174769999999999,0.19041284999999999,0.26236399999999999,0.26154070000000001,0.44822519999999999]
["1989-11-11",0.54269650000000003,0.60836380000000001,0.54082779999999997,0.46058710000000003,0.52144869999999999,0.59034525999999998,0.62599170000000004,0.43821033999999998,0.53735169999999999,0.65195239999999999,0.54073596000000002,0.65634334000000005,0.54121059999999999]
["1989-11-12",4.7040871999999997E-2,0.12351415,0,0,8.7491109999999997E-2,4.5407324999999998E-2,0.15993236,0,0,0.14343676,0,0.2020295,0]
["1989-11-13",0,0,0,0,0,0,0,0,0,0,0,0,0]
["1989-11-14",0,5.3537410000000004E-3,5.1283694999999997E-2,0,0,5.9636656000000003E-2,2.9153407999999999E-2,3.152982E-2,1.0804269999999999E-2,6.0365703000000003E-3,2.8533952000000001E-2,3.4709595000000003E-2,0.24155277]
["1989-11-15",0.37910539999999998,0.41494846000000002,0.19462595999999999,0.53671000000000002,0.36971039999999999,0.24680479999999999,0.24842154999999999,0.18734753000000001,0.34709542999999998,0.55096334000000002,0.22588220000000001,0.25550519999999999,0.30951803999999999]
["1989-11-16",0.51815443999999999,0.59994970000000003,0.34397337,0.58337450000000002,0.61180290000000004,0.39333674000000002,0.51533633000000001,0.22266464999999999,0.42883680000000002,0.67629969999999995,0.38998391999999998,0.54226284999999996,0.60131380000000001]
["1989-11-17",0.78564732999999998,0.82568735000000004,0.58667029999999998,0.88965819999999995,0.87479280000000004,0.69631547000000005,0.6845696,0.58415289999999997,0.72732319999999995,0.97053210000000001,0.66867757000000005,0.77971464000000001,0.76617100000000005]
["1989-11-18",0.17332275,0.24483594,7.9926625000000001E-2,0.22274891999999999,0.22372764000000001,0.11866163,0.16052403000000001,9.5645785000000004E-3,0.14106023000000001,0.31897724,8.4556640000000002E-2,0.15947916000000001,0.21457921999999999]
["1989-11-19",0.13224437999999999,0.18974368,8.9660190000000001E-2,0.1219099,0.16188152,0.16323012000000001,0.17816090000000001,1.22498395E-2,8.2426390000000002E-2,0.25982675,9.7474790000000006E-2,0.23867712999999999,0.14234020999999999]
["1989-11-20",0.18120575,0.18846177,0.1103143,0.23668748000000001,0.21836728,0.15773425999999999,0.13496369999999999,0.11785189,0.16357999000000001,0.27151579999999997,0.13533574000000001,0.17997833999999999,0]
["1989-11-21",0.10850480999999999,0.11757194999999999,0.1144881,9.4554453999999996E-2,0.11603966,0.15192454,0.120830886,8.5967539999999995E-2,0.10608596000000001,0.18183427999999999,0.10538809,0.16248965000000001,0.15162771999999999]
["1989-11-22",0.91400919999999997,0.95095770000000002,0.77332909999999999,0.94896590000000003,0.99272199999999999,0.84880109999999998,0.90613929999999998,0.66448980000000002,0.84233380000000002,1.0367409000000001,0.82010883000000001,0.97290779999999999,1.202591]
["1989-11-23",0.17888997000000001,0.24819685999999999,6.3393906E-2,0.18449076,0.236952,0.13313071000000001,0.21305940000000001,0,0.11250884,0.31279254000000001,7.9076709999999995E-2,0.26006678,0.20786217000000001]
["1989-11-24",0.15610700999999999,0.21534502999999999,0.11108492,0.18405424000000001,0.18278586999999999,0.20795171000000001,0.16060484999999999,9.9681030000000007E-3,0.15753278000000001,0.32304132000000002,7.6950409999999997E-2,0.22666829999999999,0.21497954]
["1989-11-25",0.30482115999999998,0.39460390000000001,0.11807289,0.31740610000000002,0.37591150000000001,0.28059076999999999,0.31311882000000002,0,0.21895324999999999,0.56093824000000003,0.16111043,0.41177046,0.34004234999999999]
["1989-11-26",0.1042792,0.23274077000000001,7.6893866000000005E-2,7.6064179999999995E-2,0.11087869,0.21134177000000001,0.18467438,0,0.10258731,0.37095669999999997,2.0902937E-2,0.26926803999999999,0.19313757000000001]
["1989-11-27",0,4.9744267000000003E-3,0,0,0,0,0,0,0,0.12052069999999999,0,5.3020100000000001E-2,0]
["1989-11-28",0,0,0,0,0,0,0,0,0,0,0,3.3980686000000003E-2,6.143295E-3]
["1989-11-29",0.14003959999999999,0.18982370000000001,4.5814766000000003E-3,0.11338845,0.19500076999999999,0.13009000000000001,0.1966464,0,3.7019049999999998E-2,0.29266745,5.6220550000000001E-2,0.29225214999999999,7.0110969999999995E-2]
["1989-11-30",4.5701496000000001E-2,0.10838014,6.9884127000000001E-3,0,7.1892369999999997E-2,0.11068852,0.10874942999999999,0,0,0.21736322,7.6391330000000002E-3,0.20354316,8.8592569999999995E-2]
["1989-12-01",2.2050427000000001E-2,2.4674304000000001E-2,9.9797600000000007E-3,4.3662813999999998E-3,1.6049396E-2,9.3325500000000006E-2,2.7735632E-2,7.3402470000000003E-3,2.0213608000000001E-2,0.10124482999999999,2.5940082999999999E-2,0.10260923,0.11271515]
["1989-12-02",0,0,0,0,0,0,0,0,0,0,0,0,0]
["1989-12-03",3.7473734000000002E-2,6.1880499999999996E-3,0,0,0,4.4267513000000001E-2,1.9193048000000001E-2,1.6719318E-3,2.9471228000000002E-3,5.2619006000000003E-2,2.3447992000000001E-2,8.6907529999999997E-2,0]
["1989-12-04",0,0,0,0,0,0,0,0,0,0,0,0,9.3155496000000004E-2]
["1989-12-05",0,0,0,0,0,0,0,0,0,0,0,0,0]
["1989-12-06",0,0,0,0,0,0,0,0,0,0,0,0,0]
["1989-12-07",4.2868820000000002E-2,4.1674122000000001E-2,1.4551985999999999E-2,0.15667294000000001,6.7284720000000006E-2,8.2238889999999995E-2,1.7903293000000001E-2,5.4353563999999998E-3,3.3295172999999997E-2,0.20636632999999999,1.6035777000000001E-2,7.7941759999999999E-2,0.13769281]
["1989-12-08",0.21024898,0.19467124,0.16297971999999999,0.20104485999999999,0.22069407999999999,0.25454782999999997,0.19610100999999999,0.17126463,0.18720603,0.3262544,0.20246288000000001,0.2940835,5.6587974999999999E-2]
["1989-12-09",0,0,0,0,9.5777169999999995E-3,1.1907351E-2,2.4670862999999999E-3,0,0,5.3506545000000004E-3,0,6.6415496000000004E-2,0]
["1989-12-10",0,0,0,0,0,1.7166074E-2,0,0,0,2.093677E-2,0,0,4.4527058000000001E-2]
["1989-12-11",0.1348567,9.1264285000000001E-2,3.2806757000000001E-3,0.2067437,0.21738869999999999,0.10730239,7.8505240000000004E-2,1.5887360999999999E-2,4.7819189999999998E-2,0.20001840000000001,7.3050599999999993E-2,0.2126758,0]
["1989-12-12",0,0,0,0,0,0,0,0,0,0,0,0,0]
["1989-12-13",0.25473556000000003,0.17867963000000001,5.3917094999999998E-2,0.31540859999999998,0.34419646999999998,0.11689695,0.14181395999999999,0.109790765,0.15322773000000001,0.28525957000000002,0.16734941,0.22000727,0]
["1989-12-14",0,0,0,0,0,0,0,0,0,0,0,0,0.10741328]
["1989-12-15",0.37527153000000002,0.39650740000000001,0.34414873000000001,0.40339585999999999,0.39497194000000002,0.45979399999999998,0.34693837,0.31789025999999998,0.38411689999999998,0.54931839999999998,0.3393776,0.45576924000000002,0.56664749999999997]
["1989-12-16",0,0,0,0,0,0,0,0,0,0,0,0,9.738057E-2]
["1989-12-17",1.3621733,1.4413636000000001,1.0700137999999999,1.5290025,1.4474791,1.1278493000000001,1.159707,1.0250729000000001,1.3405727000000001,1.5846408999999999,1.1161805,1.1272721999999999,0.79613829999999997]
["1989-12-18",0.17380767999999999,0.20833646,0.10687199999999999,0.16088491999999999,0.13383658000000001,0.12758998999999999,0.11951102,8.6448220000000006E-2,0.1769645,0.2728235,0.10761467,0.118549734,0.24741717999999999]
["1989-12-19",0.85321239999999998,0.8373855,0.68631200000000003,0.91172240000000004,0.91914790000000002,0.82436365,0.76738770000000001,0.67807209999999996,0.80420994999999995,0.98372110000000001,0.75871100000000002,0.89480099999999996,0.53246689999999997]
["1989-12-20",0,0,0,0,0,0,0,0,0,0,0,0,0]
["1989-12-21",1.1877329000000001,1.1844294,1.1741258000000001,1.1706144999999999,1.1962136000000001,1.203071,1.1984939999999999,1.1382881,1.1822269000000001,1.2288703000000001,1.2098530000000001,1.2433601999999999,0.73420949999999996]
["1989-12-22",0.24943598,0.27339172,0.26969219999999999,0.23652644,0.25898093,0.31463465000000002,0.29447085000000001,0.19098118,0.23749010000000001,0.33046072999999998,0.24985193,0.34926346000000003,0.16087592000000001]
["1989-12-23",0.28384140000000002,0.36317622999999999,0.32856488,0.33067112999999998,0.29558595999999998,0.33319816000000002,0.29559513999999998,0.24573064999999999,0.32743987000000002,0.44277464999999999,0.26464680000000002,0.28148635999999999,0.60000175]
["1989-12-24",0.35922238000000001,0.42709140000000001,0.30395949999999999,0.43501475000000001,0.39376262000000001,0.31024116000000002,0.30685045999999999,0.25999971999999999,0.38421412999999999,0.50156000000000001,0.28813568000000001,0.28485462,0.21658587000000001]
["1989-12-25",0.77135587000000005,0.71375096000000005,0.78859630000000003,0.76948879999999997,0.77482450000000003,0.83237620000000001,0.77138039999999997,0.74639120000000003,0.72020260000000003,0.77916556999999997,0.77616673999999997,0.81162829999999997,0.65238399999999996]
["1989-12-26",0,0,0,0,0,3.7471696999999998E-2,0,0,0,1.2318473999999999E-2,0,3.7211045999999998E-2,8.5209995999999996E-2]
["1989-12-27",4.8638760000000003E-2,5.9029136000000003E-2,0,5.1983500000000002E-2,5.4205240000000002E-2,5.7235653999999997E-2,4.1117184000000001E-2,3.2475523999999999E-2,5.0267763E-2,0.10794136,4.2441661999999998E-2,5.949662E-2,0]
["1989-12-28",0.42486614,0.45008350000000003,0.28517135999999998,0.45855849999999998,0.44624195,0.37786936999999998,0.31108034000000001,0.27747428000000002,0.42910355,0.59033060000000004,0.30911749999999999,0.38780882999999999,0.37656849999999997]
["1989-12-29",0.21169930000000001,0.17984952000000001,0.2223058,0.10817624000000001,0.13363737000000001,0.32046032000000002,0.22347163,0.23407495,0.19298199999999999,0.27703306,0.25067080000000003,0.34818559999999998,0.21933372000000001]
["1989-12-30",0,4.0575119999999999E-2,7.2803149999999997E-2,0,0,0.15832115999999999,6.8205915000000006E-2,8.2519434000000003E-2,4.6732724000000003E-2,0.13695778,8.8875040000000002E-2,0.18590577,0.17173532]
["1989-12-31",0,0,0,0,0,1.81528E-2,0,0,0,0,0,6.2857873999999994E-2,9.9402550000000006E-2]
["1990-01-01",0.23182576999999999,0.20871382999999999,0.16481688999999999,0.26647335,0.27500617999999999,0.21404065,0.18513204,0.16073112000000001,0.20056141999999999,0.27550923999999999,0.18778813999999999,0.23270250000000001,6.6794549999999994E-2]
["1990-01-02",0.17729486999999999,0.20534503000000001,0.18792626000000001,0.17780124999999999,0.18967278000000001,0.23616047000000001,0.18073433999999999,0.12983819999999999,0.18741453,0.29950535,0.14994097000000001,0.20325334,0.24266045]
["1990-01-03",0,0,9.2711170000000006E-3,0,0,6.9650210000000001E-3,1.3310450999999999E-3,8.7315029999999998E-3,0,0,1.9208164999999999E-2,2.3892317E-2,5.8939594999999997E-2]
["1990-01-04",5.9352691999999999E-2,6.8682099999999996E-2,5.2286748000000001E-2,0,7.2399854999999999E-2,0.15066871000000001,5.4035723000000001E-2,2.9969681000000001E-2,5.8362940000000002E-2,0.17440003000000001,4.4758510000000001E-2,0.15401353000000001,0.27361714999999998]
["1990-01-05",0,0,0,0,0,0,0,0,0,0,0,0,0]
["1990-01-06",0,0,0,0,0,0,0,0,0,0,0,0,1.9003965000000001E-2]
["1990-01-07",6.2127990000000001E-2,5.8681637000000002E-2,0.13808451999999999,2.7184014999999999E-2,5.1027049999999997E-2,0.18226239999999999,0.10874782500000001,0.10404401000000001,6.6469100000000003E-2,9.7293950000000004E-2,0.10912235000000001,0.17766756,0.25456820000000002]
["1990-01-08",0,0,0,0,0,0,0,0,0,0,0,0,0]
["1990-01-09",0,0,0,0,0,0,0,0,0,0,0,0,0]
["1990-01-10",0.32947198,0.31106224999999998,0.3678632,0.30485139999999999,0.32570510000000003,0.38600034,0.35514113000000003,0.35659600000000002,0.32252836000000001,0.33413680000000001,0.37506200000000001,0.40261712999999999,0.11026036]
["1990-01-11",0.33532998000000003,0.36845654,0.49678909999999998,0.24719184999999999,0.26835724999999999,0.51099729999999999,0.43509049999999999,0.42577293999999999,0.39861145999999997,0.39469019999999999,0.43046689999999999,0.45788245999999999,0.58251070000000005]
["1990-01-12",0.22234925999999999,0.20791233000000001,0.20902312000000001,0.14224349999999999,0.15780043999999999,0.22820847999999999,0.21359300000000001,0.19546278,0.20804237,0.23316732000000001,0.22036003000000001,0.24494292000000001,0.25478676]
["1990-01-13",0,0,0,0,0,0,0,0,0,0,0,1.1625557999999999E-2,4.5463152E-2]
["1990-01-14",0.20379198000000001,0.21687907000000001,0.18154326000000001,0.2362127,0.22995584999999999,0.23704755,0.17572347999999999,0.13733785000000001,0.20779207,0.30119555999999997,0.15567887,0.21090681999999999,0.57262634999999995]
["1990-01-15",0,0,0,0,0,0,0,0,0,0,0,0,0]
["1990-01-16",0.12822473000000001,0.26878327000000002,0.34767604000000002,6.1427493E-2,6.2176167999999997E-2,0.3377213,0.28189966,0.28125376000000002,0.29134873,0.28863420000000001,0.27405137000000002,0.26568162000000001,0.58711809999999998]
["1990-01-17",0.66532199999999997,0.72130910000000004,0.82675929999999997,0.56838953000000003,0.64000950000000001,0.85062789999999999,0.81430274000000002,0.62299539999999998,0.6820309,0.76082369999999999,0.71761909999999995,0.8525258,1.3761458]
["1990-01-18",0.26701042000000003,0.35512062999999999,0.28456150000000002,0.21329100000000001,0.28747139999999999,0.35640369999999999,0.38375893,9.2960799999999996E-2,0.22796477000000001,0.4392935,0.22994919999999999,0.44548569999999998,0.63354235999999997]
["1990-01-19",0.31402275000000002,0.3475567,0.46591529999999998,0.23641065,0.25717800000000002,0.45583240000000003,0.3886887,0.38067558000000001,0.38521650000000002,0.3568733,0.38175120000000001,0.37371569999999998,0.76374054000000002]
["1990-01-20",0.4936354,0.47996430000000001,0.55269235000000005,0.44768730000000001,0.49818245,0.60397140000000005,0.53635544000000002,0.49610483999999999,0.48054054000000002,0.52979255000000003,0.53158070000000002,0.61595814999999998,0.83565750000000005]
["1990-01-21",0,0,0,0,0,0,0,0,0,0,0,0,0]
["1990-01-22",0.15801175000000001,0.18269460000000001,0.36790264,2.2211708E-2,6.7196140000000001E-2,0.34981906000000001,0.30415609999999998,0.28962407000000001,0.2195598,0.15851667999999999,0.29884870000000002,0.31764176,0.65152370000000004]
["1990-01-23",0.37072706,0.32130735999999999,0.27169611999999999,0.43624459999999998,0.41366900000000001,0.28696474,0.30193599999999998,0.25498443999999998,0.36776763000000001,0.37218326000000002,0.29197329999999999,0.2919812,0.18360135999999999]
["1990-01-24",1.0480322,1.0648922999999999,1.0816962000000001,0.95996999999999999,1.0472234,1.1273481000000001,1.1555943,0.9450037,1.010945,1.1077205000000001,1.0867258,1.2327203,1.0398156999999999]
["1990-01-25",0,0,0,0,0,0,0,0,0,0,0,0,0]
["1990-01-26",1.1004978000000001,1.1463433999999999,0.95901440000000004,1.1790242,1.1940753,1.0062206,1.0381577,0.86688779999999999,1.0522294000000001,1.2469783000000001,0.98006479999999996,1.0594973999999999,1.2145379000000001]
["1990-01-27",0.69480260000000005,0.74544144000000001,0.84707929999999998,0.60759410000000003,0.62682870000000002,0.85901819999999995,0.78089803000000002,0.76828580000000002,0.77700290000000005,0.79201347,0.78479063999999998,0.79651236999999997,1.0576810000000001]
["1990-01-28",0.99075809999999997,1.040346,0.85783330000000002,0.98655250000000005,1.0491889999999999,0.89266590000000001,0.99279390000000001,0.74522482999999995,0.93524350000000001,1.0845106,0.9021825,1.0041416999999999,0.61892069999999999]
["1990-01-29",0.10889796,0.16392908,0.16075347000000001,0.11249805,0.13437407000000001,0.1515262,0.16031181999999999,0.1391597,0.16823561000000001,0.15823375000000001,0.16581139,8.621608E-2,8.7405615000000006E-2]
["1990-01-30",1.0001165999999999,1.0387930000000001,1.2023740999999999,0.85575520000000005,0.91559749999999995,1.1852726,1.1372898,1.0858861,1.0751355,1.0338833000000001,1.1273445,1.1358701,1.1718576999999999]
["1990-01-31",0.24680303000000001,0.29555791999999997,0.49397486000000002,0.12029463999999999,0.14648390999999999,0.46149774999999998,0.38340062000000003,0.40944415000000001,0.34972808,0.28986361999999999,0.3935012,0.37696370000000001,0.88176359999999998]
["1990-02-01",0.8861021,0.91303469999999998,0.9203829,0.86020010000000002,0.89688369999999995,0.91620619999999997,0.92049349999999996,0.83714540000000004,0.88974949999999997,0.93781979999999998,0.9027946,0.92746309999999998,1.0374506999999999]
["1990-02-02",1.2465404,1.2903055999999999,1.2226002,1.2257764,1.2665014999999999,1.2480083,1.2763658,1.0943031000000001,1.2387550000000001,1.3419312999999999,1.2158191,1.2848820000000001,1.3448563]
["1990-02-03",0.25038660000000001,0.25254235000000003,0.27905714999999998,0.27468088000000002,0.27074182000000002,0.26869166,0.25863652999999998,0.25481755,0.24755457,0.27247325,0.27138879999999999,0.2764258,9.7745299999999993E-2]
["1990-02-04",0.3710309,0.40445244000000002,0.39999457999999999,0.38364923000000001,0.38788845999999999,0.38117040000000002,0.37236667000000001,0.33053022999999998,0.38906406999999998,0.42577744000000001,0.35481358000000002,0.34611114999999998,0.49662715000000002]
["1990-02-05",0.83172650000000004,0.81890476000000001,0.98170230000000003,0.70610963999999998,0.77557933000000001,1.0114088999999999,0.95425879999999996,0.89907040000000005,0.85617339999999997,0.84310470000000004,0.95636759999999998,1.0363665,0.9796783]
["1990-02-06",0.97152740000000004,0.98839809999999995,0.97972760000000003,0.96818300000000002,0.98859209999999997,1.0031311999999999,0.97365889999999999,0.92382359999999997,0.97393130000000006,1.0502068,0.97414020000000001,1.0085310999999999,0.93724220000000003]
["1990-02-07",0.75343349999999998,0.93534139999999999,0.67172390000000004,0.87405290000000002,0.81330334999999998,0.68986610000000004,0.71898910000000005,0.62875510000000001,0.86335030000000001,1.0349305,0.68812059999999997,0.67470825000000001,0.88877839999999997]
["1990-02-08",1.6222965,1.7199392,1.676112,1.5351243000000001,1.6253089000000001,1.6689875000000001,1.7443576000000001,1.4509227,1.6226243,1.7468996000000001,1.6204486,1.7217039999999999,1.6919622000000001]
["1990-02-09",0.68649965999999996,0.7560403,0.77103200000000005,0.60453975000000004,0.68163024999999999,0.78840449999999995,0.78777253999999997,0.61717325000000001,0.69353560000000003,0.78856740000000003,0.70071510000000004,0.79357290000000003,1.0090425000000001]
["1990-02-10",0.90130109999999997,1.0886397000000001,0.96940479999999996,0.97870190000000001,0.93922280000000002,1.0118133,0.96071989999999996,0.88642069999999995,1.0558318,1.0912744000000001,0.92811239999999995,0.94713219999999998,0.9435751]
["1990-02-11",1.354306,1.4136481999999999,1.3848883999999999,1.3774816000000001,1.3733542999999999,1.3878398999999999,1.3352234000000001,1.2569336,1.4111648000000001,1.4794574,1.3079768000000001,1.2992077,1.7518533000000001]
["1990-02-12",1.4668363,1.5792991999999999,1.5051924999999999,1.4161292000000001,1.4651493,1.4987018000000001,1.559423,1.3127815,1.4942565000000001,1.6381165,1.4598629999999999,1.5355099999999999,1.5478061000000001]
["1990-02-13",1.0924685999999999,1.1163014,1.1552382000000001,1.0548126,1.0743168999999999,1.1942824999999999,1.1185286999999999,1.0878380000000001,1.1342208,1.3056802999999999,1.1291095,1.1663733000000001,1.2237357]
["1990-02-14",0.79589485999999998,0.95604730000000004,0.73466980000000004,0.8951306,0.86558219999999997,0.8069807,0.72521769999999997,0.67070275999999995,0.79774873999999996,1.0767572999999999,0.70587622999999999,0.77755379999999996,0.92185729999999999]
["1990-02-15",1.1462528000000001,1.2030942,1.1042968,1.1170872000000001,1.1967437999999999,1.1299615000000001,1.2067482,0.93942570000000003,1.0926723,1.2493818000000001,1.0956090999999999,1.2244993,1.0115236000000001]
["1990-02-16",0.44911864000000001,0.55194889999999996,0.41594490000000001,0.38903418000000001,0.48294263999999998,0.50947564999999995,0.56547760000000002,0.22455006999999999,0.38570932000000002,0.63583310000000004,0.38816922999999998,0.62561389999999995,0.67054910000000001]
["1990-02-17",0,0,0,0,0,0,0,0,0,0,0,0,0]
["1990-02-18",0.49935584999999999,0.5345548,0.55262889999999998,0.4737575,0.51471869999999997,0.5517765,0.57627755000000003,0.41974099999999998,0.48016979999999998,0.55755639999999995,0.49981500000000001,0.57533630000000002,0.94503700000000002]
["1990-02-19",0.55302870000000004,0.57998959999999999,0.44083830000000002,0.6360886,0.6124619,0.44971793999999998,0.47038475000000002,0.41919943999999998,0.54160319999999995,0.63230660000000005,0.4607251,0.45506160000000001,0.31747076000000002]
["1990-02-20",0.9751417,0.97028999999999999,0.9170777,1.0048708,1.0201652999999999,0.93958189999999997,0.92219450000000003,0.86474580000000001,0.9636131,1.0060416000000001,0.90780439999999996,0.91930080000000003,0.91074080000000002]
["1990-02-21",1.1855344000000001,1.2445875,1.2900548999999999,1.0754534,1.1705781,1.2830467000000001,1.3293200999999999,1.1121957,1.1776473999999999,1.2514327000000001,1.2379032000000001,1.3320646,1.2471576]
["1990-02-22",0.74988173999999996,0.92147040000000002,0.85695149999999998,0.62287073999999998,0.72199610000000003,0.84480770000000005,0.94112289999999998,0.59925395000000004,0.76704293000000001,0.93680050000000004,0.74964030000000004,0.87516470000000002,1.2939373999999999]
["1990-02-23",0.81727152999999997,0.97893229999999998,0.88332409999999995,0.70514726999999999,0.81197200000000003,0.90844389999999997,0.99865669999999995,0.60984570000000005,0.80546755000000003,1.0184485999999999,0.78228529999999996,0.95885030000000004,1.391213]
["1990-02-24",0.80698305000000004,0.85866690000000001,0.74462620000000002,0.90756680000000001,0.87298399999999998,0.75131049999999999,0.7392455,0.68105859999999996,0.81195620000000002,0.93414439999999999,0.71226270000000003,0.71282809999999996,0.56160873]
["1990-02-25",0.57543849999999996,0.61968255000000005,0.71015569999999995,0.54114795000000004,0.55934680000000003,0.66790130000000003,0.64934959999999997,0.62377039999999995,0.61311716000000005,0.62949073,0.64475643999999999,0.63933309999999999,1.1317526]
["1990-02-26",2.0252416000000002,2.1392026,2.2484605000000002,1.931516,1.9722322000000001,2.1787543,2.158239,2.0213863999999999,2.1358830000000002,2.1611297,2.1053522,2.0843020000000001,2.5615747]
["1990-02-27",2.1647626999999998,2.2380580000000001,2.1395678999999999,2.1665304000000001,2.2088220000000001,2.1203080000000001,2.1786970000000001,1.9766642000000001,2.1722359999999998,2.2809162000000001,2.1199612999999999,2.1391900000000001,1.5974972999999999]
["1990-02-28",1.5203266,1.6913776,1.6077874000000001,1.5127519,1.4627218,1.6127138000000001,1.5408655,1.4411552000000001,1.6784905999999999,1.7991116,1.4795958,1.449422,1.4497488000000001]
["1990-03-01",1.9065722000000001,2.0136995,1.8630095,1.8984548000000001,1.9429036,1.8731812000000001,1.9402184,1.6857228,1.9161104,2.0802420000000001,1.8417981999999999,1.9032648000000001,1.5694239000000001]
["1990-03-02",1.6170739000000001,1.6495978,1.6044315,1.5461497,1.6338321,1.6380503,1.6824888,1.4464427,1.6004366999999999,1.6849343999999999,1.5991093999999999,1.706269,1.3244278]
["1990-03-03",0.99771710000000002,1.0584081000000001,0.95670529999999998,0.94446110000000005,1.0421111999999999,0.96054839999999997,1.0649279,0.81111049999999996,0.94304339999999998,1.0646883,0.95189699999999999,1.0497729,0.8955227]
["1990-03-04",1.5612683999999999,1.5842581,1.4868515,1.5865781999999999,1.6040646999999999,1.5603133,1.5095240999999999,1.4247323999999999,1.5639228000000001,1.7016764,1.5007093,1.5634874999999999,1.4479424000000001]
["1990-03-05",1.4251982999999999,1.4146072999999999,1.4589534,1.417381,1.4546969999999999,1.4805771999999999,1.4268844999999999,1.3809450999999999,1.4232022,1.4703932,1.4358587,1.4724823,1.6175989]
["1990-03-06",1.4841762999999999,1.4820704,1.659449,1.3692682,1.4309198000000001,1.6756346,1.5725077000000001,1.5558612000000001,1.5431176,1.5174382,1.5897642000000001,1.6200483000000001,1.7178228]
["1990-03-07",0.88492820000000005,0.99081319999999995,1.0521469000000001,0.83124609999999999,0.83206230000000003,1.0382817,0.97846770000000005,0.91583409999999998,0.97613209999999995,1.0317684,0.93267370000000005,0.94242289999999995,1.3662245]
["1990-03-08",1.1571666,1.2525139999999999,1.3502029,1.0324971999999999,1.1127967000000001,1.3463541000000001,1.3364434000000001,1.1235790999999999,1.1999388,1.275336,1.2172319,1.3065542999999999,1.4835658]
["1990-03-09",2.5867998999999999,2.6936898,2.7821037999999998,2.5373828,2.5655177,2.8096054000000001,2.6830718999999998,2.5313089999999998,2.6919856000000002,2.8375971,2.6184416000000001,2.6863657999999999,3.3974693]
["1990-03-10",0.97897639999999997,1.0356217999999999,1.1673183,0.83102416999999995,0.86653340000000001,1.1544867999999999,1.1125798,1.0813286,1.0776781,1.0382392,1.1075143000000001,1.1040947000000001,0.65710829999999998]
["1990-03-11",1.0457654000000001,1.1730509,1.2381377,0.99549790000000005,0.98725529999999995,1.2266634000000001,1.14116,1.076328,1.163257,1.2323624,1.0876901000000001,1.095836,1.9203033]
["1990-03-12",1.1377847000000001,1.2630764999999999,1.134738,1.0805391,1.1646428,1.1540492,1.2530214,0.93494679999999997,1.1084525999999999,1.2984427000000001,1.0898637,1.2203119,1.4625627000000001]
["1990-03-13",0.12455245,0.17062289999999999,0.25090970000000001,0.11125125,9.9340689999999995E-2,0.23001668,0.17202547000000001,0.17587620000000001,0.18256890000000001,0.18670307,0.15783383000000001,0.13850303,0.78922680000000001]
["1990-03-14",1.1014856,1.1659333000000001,1.0808955,1.0473098000000001,1.1327183999999999,1.0745802,1.1779442,0.93736339999999996,1.0617497,1.1712845999999999,1.0675703999999999,1.1390826000000001,1.2897189]
["1990-03-15",1.1511616,1.2578442000000001,1.2525980000000001,1.0183454000000001,1.1491315,1.1835659999999999,1.3390365,1.0175803999999999,1.1291498,1.1720421000000001,1.17377,1.2315912,1.5588886]
["1990-03-16",1.2432842,1.3873736000000001,1.3131123,1.1635393000000001,1.2696604,1.2790375,1.3777792,1.0712367,1.2408806999999999,1.3631278,1.2039626000000001,1.2657219,1.8530382000000001]
["1990-03-17",1.7056726,1.8976668000000001,1.7714133999999999,1.6300774,1.7227283,1.8093286,1.8708537999999999,1.4773415000000001,1.720038,1.9918887999999999,1.6543505000000001,1.8161533999999999,2.1647316999999999]
["1990-03-18",2.1496371999999999,2.3411529999999998,2.1816485000000001,2.1257853999999998,2.17726,2.2337296000000002,2.2591171000000001,1.8951218000000001,2.1818976000000001,2.4825284000000001,2.0659926,2.2087745999999999,2.5773532000000001]
["1990-03-19",0.71216690000000005,0.69153916999999998,0.66836094999999995,0.80996619999999997,1.0613583,0.69390450000000004,0.64240222999999996,0.6140158,0.67523279999999997,0.74789629999999996,0.63185630000000004,0.66015429999999997,1.3483236000000001]
["1990-03-20",0.94972389999999995,1.0339164000000001,1.0815186999999999,0.88864560000000004,0.90653189999999995,1.0599461999999999,1.0518585,0.9507641,1.0080453,1.0420315,0.9913653,1.0063150999999999,1.269998]
["1990-03-21",0.88710690000000003,0.97494630000000004,0.92008040000000002,0.92502660000000003,0.89316030000000002,0.90418620000000005,0.87503640000000005,0.81796400000000002,0.95141010000000004,1.0251760000000001,0.83647139999999998,0.81399250000000001,1.159036]
["1990-03-22",1.7649117000000001,1.8618836000000001,1.9606094000000001,1.6505255999999999,1.7143737999999999,1.9689444,1.9338945999999999,1.7435970000000001,1.8297243999999999,1.9250632999999999,1.8418028,1.9241812,2.3683855999999999]
["1990-03-23",1.1407963000000001,1.2693129000000001,1.29138,1.1448579000000001,1.1383913000000001,1.2436129,1.2027477,1.1171036000000001,1.2253510999999999,1.3026057,1.1404692000000001,1.1204258,1.8670282]
["1990-03-24",1.5886662,1.6584349,1.6164466,1.5471083000000001,1.551242,1.6469955000000001,1.6100137000000001,1.5472097,1.6541789,1.750915,1.6079934,1.6269716000000001,1.4610242]
["1990-03-25",1.4864729999999999,1.5348552,1.6130534000000001,1.403125,1.4539428999999999,1.5902581,1.5989523999999999,1.4929485,1.5235566,1.5488108,1.5738433999999999,1.6019132,1.4777241999999999]
["1990-03-26",1.1590750999999999,1.2402122,1.2437501,1.1459678,1.1314428999999999,1.2702272999999999,1.2103769,1.1454681,1.2308011000000001,1.3363678000000001,1.1896118,1.2307721,1.207117]
["1990-03-27",1.0049843000000001,1.0543435000000001,0.93672639999999996,1.0682311,1.0538506999999999,1.0318107999999999,0.97424489999999997,0.88644199999999995,0.99429769999999995,1.1953881,0.94153609999999999,1.0464169000000001,1.1326575999999999]
["1990-03-28",1.1861397,1.1853809,1.0396000999999999,1.2466902,1.2733713,1.1027008,1.1095170999999999,1.0238468999999999,1.1229401999999999,1.2702537,1.0953819,1.1679899,0.86092219999999997]
["1990-03-29",1.4281079000000001,1.4726124,1.2903966,1.4263351,1.4997962,1.3370428000000001,1.4247122999999999,1.2040572,1.3598633,1.5122640999999999,1.3335623999999999,1.4248251000000001,1.2267971]
["1990-03-30",1.6202312000000001,1.7240176,1.6877594,1.4869028,1.5704469999999999,1.6922222,1.7897202000000001,1.5126518,1.637664,1.7250892,1.6590993000000001,1.7430456000000001,1.6993232]
["1990-03-31",1.9443161,1.914002,1.8613329999999999,1.8994397999999999,2.0459904999999998,1.8487051999999999,2.0143418,1.7242139999999999,1.8067548,1.8357364,1.9111665,2.0026063999999999,1.3933685]
["1990-04-01",2.0525617999999999,2.2003216999999999,1.9735944000000001,2.0159094,2.1045098000000002,1.9881,2.1458895,1.763193,2.0144614999999999,2.2471561000000002,1.9590524,2.0537169999999998,2.0209668000000001]
["1990-04-02",1.4284574000000001,1.5462034,1.5261001999999999,1.3678557,1.358873,1.5780704000000001,1.4842392,1.4114835999999999,1.5433961,1.6523188,1.4414389000000001,1.4770262999999999,1.7447174000000001]
["1990-04-03",1.8718994,1.8729545999999999,1.7500450000000001,1.879991,1.9343572,1.793018,1.8413155999999999,1.6998065,1.8228945000000001,1.9319596000000001,1.8261955999999999,1.8830918000000001,1.3933651]
["1990-04-04",1.675411,1.770932,1.6635411,1.6286214999999999,1.6917952000000001,1.7204638000000001,1.7546063999999999,1.5003465,1.6735601,1.8471443999999999,1.6394498,1.7623924,1.9342189999999999]
["1990-04-05",1.5808696,1.7203265000000001,1.7004154,1.4231240000000001,1.5171707000000001,1.692982,1.7886362,1.4774061000000001,1.6187511999999999,1.6929814000000001,1.631472,1.6917742,1.9924188]
["1990-04-06",2.2462374999999999,2.3089909999999998,2.2218241999999999,2.2090385000000001,2.2944941999999999,2.2084193000000001,2.3288820000000001,2.03986,2.2116932999999999,2.319067,2.2236322999999998,2.2700496000000001,2.0193210000000001]
["1990-04-07",2.5754893000000001,2.6414453999999998,2.2903090000000002,2.6416376000000001,2.6947374000000002,2.3244463999999998,2.4892319999999999,2.2155955000000001,2.4965130000000002,2.7119352999999999,2.4238982,2.4682317,1.9795996]
["1990-04-08",2.2072579999999999,2.29826,2.3153942000000001,2.0966163,2.1841826000000002,2.2735105,2.3444859999999998,2.1355848000000002,2.2473253999999998,2.2889217999999998,2.2750265999999999,2.2873429999999999,2.5729396000000002]
["1990-04-09",1.9717528,2.0210620000000001,1.9110874,1.9492670999999999,2.0126719999999998,1.9517895999999999,2.034227,1.7679216,1.9340454,2.1269912999999998,1.9331526000000001,2.0303420000000001,2.1149203999999999]
["1990-04-10",1.1449780000000001,1.1943885999999999,1.2285953000000001,1.0832071999999999,1.1132337000000001,1.2042062,1.2047521000000001,1.1571340000000001,1.1917745,1.1848626,1.1936948000000001,1.1741763000000001,1.0117069999999999]
["1990-04-11",2.3906543,2.4461762999999999,2.3427297999999999,2.3513958000000001,2.4176714000000001,2.4412563,2.4159038000000002,2.2529925999999998,2.3822885,2.5519235,2.3745946999999998,2.5017738,2.2493850000000002]
["1990-04-12",2.4810542999999998,2.5041704,2.4518905000000002,2.4412332000000001,2.5136346999999999,2.5390863000000001,2.4911482,2.3320482,2.4719500000000001,2.5959650000000001,2.4397677999999998,2.5252626,2.381392]
["1990-04-13",1.0001441,0.94951700000000006,1.062033,1.0514351,1.0712644,1.027247,0.99829650000000003,1.0097678000000001,0.95928769999999997,0.94549740000000004,1.0197020000000001,1.0158343000000001,1.394685]
["1990-04-14",1.4326205999999999,1.5193212,1.3381246,1.5437354000000001,1.5215742999999999,1.3017395,1.3630283000000001,1.2245140999999999,1.4353867,1.5596217999999999,1.301199,1.2687279,1.5950960999999999]
["1990-04-15",2.3163881000000002,2.4021789999999998,2.3828611,2.2815249999999998,2.3195152000000001,2.3608069999999999,2.3933578,2.229241,2.3568503999999999,2.4559948,2.3435812,2.3555562000000001,2.3485353]
["1990-04-16",2.1809012999999999,2.2744749999999998,2.2586439,2.1395127999999999,2.1918346999999998,2.223039,2.2715135000000002,2.0770829000000002,2.2145174000000001,2.2985291000000001,2.19042,2.1950593,2.5682472999999999]
["1990-04-17",2.1781597000000001,2.2865422,2.1842389999999998,2.1558874000000001,2.2064330000000001,2.1532824000000002,2.2363539000000001,2.0197873,2.1967064999999999,2.2988605,2.1464216999999999,2.1480408,2.1314951999999998]
["1990-04-18",1.9948446,2.0586294999999999,2.0263295000000001,1.9340714000000001,2.0027591999999999,1.9949962000000001,2.0753702999999999,1.8918866000000001,2.0035253000000002,2.0533516000000001,2.0083305999999999,2.0122974,1.9552532]
["1990-04-19",1.7776015999999999,1.802943,1.8818352,1.6838986,1.7468534,1.8884135,1.8742137999999999,1.7945701999999999,1.8031470000000001,1.8124574,1.8622596,1.8986943999999999,1.9997822000000001]
["1990-04-20",0.79685843000000001,0.78347670000000003,0.98000949999999998,0.67629150000000005,0.7249409,0.91848810000000003,0.92449170000000003,0.96611469999999999,0.83246439999999999,0.73137249999999998,0.9798211,0.94661229999999996,0.65966119999999995]
["1990-04-21",2.0126862999999999,2.0436049000000001,2.0163877000000001,1.9143052,1.9958081999999999,1.9896704000000001,2.0864215000000002,1.9738249000000001,2.0055597000000001,1.9904042,2.0767652999999999,2.068632,1.5439742999999999]
["1990-04-22",2.1131929999999999,2.1314734999999998,2.0819480000000001,2.1311366999999999,2.1796845999999999,2.0566933000000001,2.1071257999999999,2.0065605999999998,2.0786571999999999,2.1086504000000001,2.0876009999999998,2.0810930000000001,1.7948736000000001]
["1990-04-23",2.4540787000000002,2.4472368000000002,2.6422837000000001,2.3032708,2.4307922999999998,2.57138,2.6286668999999998,2.5072247999999999,2.4506087000000001,2.3449309999999999,2.6061535,2.5999724999999998,2.4383433000000001]
["1990-04-24",2.4348559999999999,2.4876610000000001,2.6019106000000001,2.2888535999999999,2.4051173000000001,2.5256075999999998,2.6149703999999998,2.4338066999999999,2.4582999999999999,2.4073030000000002,2.5499852000000001,2.5370195,2.7746317]
["1990-04-25",2.7702699000000002,2.8092353000000001,2.7528020999999998,2.7323439999999999,2.8420619999999999,2.814238,2.8541061999999999,2.5928710000000001,2.7081113000000001,2.8191926,2.7468249999999999,2.8698410000000001,3.1444290000000001]
["1990-04-26",1.5391608000000001,1.679835,1.4386167999999999,1.7047226,1.603566,1.4811551999999999,1.4376739000000001,1.3407454000000001,1.6014041000000001,1.8662339999999999,1.383046,1.3902276,1.2193778]
["1990-04-27",2.9287610000000002,2.9358013000000001,2.883267,2.8244555,2.9666896,2.9403868000000002,3.0096444999999998,2.7709652999999999,2.8711205,2.9199793000000001,2.9432320000000001,3.0396578000000001,2.5680957000000002]
["1990-04-28",2.6371644000000001,2.7697398999999998,2.8711077999999999,2.4545202000000002,2.5637588999999998,2.8130671999999999,2.8859165,2.6266430000000001,2.7192245000000002,2.7095150000000001,2.7538648000000001,2.7365784999999998,3.3345600000000002]
["1990-04-29",2.9681861,3.0417339999999999,2.9379591999999999,2.8771409999999999,3.0058875,2.9336975000000001,3.0873914,2.7805312,2.9268398000000002,2.9923248,2.9554969999999998,2.9961161999999999,2.8585174000000002]
["1990-04-30",3.3384309999999999,3.3516729999999999,3.4251906999999999,3.1521273000000001,3.3242674000000001,3.4350592999999998,3.5219724000000001,3.2777940000000001,3.3059460000000001,3.2737790000000002,3.4428874999999999,3.5022327999999998,3.2480338]
["1990-05-01",3.467546,3.4907599999999999,3.5169112999999999,3.3386437999999998,3.4925324999999998,3.4470797000000002,3.6279062999999998,3.3746805000000002,3.4139246999999999,3.3713060000000001,3.5500479999999999,3.5498387999999998,2.9098969000000001]
["1990-05-02",3.5627567999999998,3.5710263000000002,3.6350476999999999,3.4050020000000001,3.5748389999999999,3.596908,3.7414303000000002,3.4993577,3.5076651999999999,3.4396724999999999,3.6686225000000001,3.6980767000000001,3.0967864999999999]
["1990-05-03",3.9268017,4.0235247999999997,3.9607000000000001,3.8370411,3.9650159999999999,3.9874136,4.0696845000000001,3.7501234999999999,3.9108844,4.0151289999999999,3.9245625,4.0074579999999997,3.8847166999999998]
["1990-05-04",3.7659316,3.8532004,3.8569076,3.6608800000000001,3.791639,3.8685927000000002,3.9441388000000002,3.6466148,3.7540116000000001,3.8141555999999999,3.8110588000000001,3.8780800000000002,3.8354349999999999]
["1990-05-05",3.8293765,3.9404857,3.9055323999999998,3.7410903000000002,3.8634499999999998,3.9604976000000001,4.0025373000000002,3.6577768000000002,3.8287054999999999,3.9411727999999999,3.8247976000000001,3.9317354999999998,3.8092597000000001]
["1990-05-06",3.6101844000000001,3.7292347000000001,3.6888597000000001,3.5263119999999999,3.6155145000000002,3.7432663000000002,3.757498,3.4882971999999999,3.6373255000000002,3.7606375000000001,3.6229884999999999,3.7017294999999999,3.5161723999999999]
["1990-05-07",3.3570085000000001,3.4452991000000002,3.3051309999999998,3.3577020000000002,3.4192824000000002,3.3707422999999999,3.3847065000000001,3.1524123999999998,3.3507907000000001,3.4960604000000002,3.2870637999999999,3.3653976999999999,3.1220007000000001]
["1990-05-08",3.155583,3.3045917,3.0477338,3.1892673999999999,3.2178113000000002,3.0696838,3.1533148,2.8849122999999999,3.1741855000000001,3.3329727999999998,3.0172055000000002,3.0118936999999999,2.9172964000000001]
["1990-05-09",1.9048757999999999,2.0060115000000001,1.7165703999999999,2.1127229999999999,2.0245185000000001,1.8377254000000001,1.7530121999999999,1.6580515,1.9031608,2.2199439999999999,1.7122397,1.8024363999999999,1.9457446]
["1990-05-10",1.5907195000000001,1.569696,1.7503036999999999,1.5408245,1.5799915,1.7032499999999999,1.6784220000000001,1.6889552000000001,1.6016501999999999,1.5412245,1.6989932000000001,1.6747673999999999,1.8305032999999999]
["1990-05-11",1.4955848,1.4620734,1.3849868999999999,1.5546104000000001,1.5621845000000001,1.3912428999999999,1.442202,1.4323494000000001,1.4301113999999999,1.4824896000000001,1.4905812000000001,1.4999878,0.39489973]
["1990-05-12",2.2187847999999999,2.2817156000000001,2.1952999000000002,2.2718124,2.2560563,2.2289530000000002,2.1910715000000001,2.1071434,2.2478201000000002,2.3524753999999999,2.1593268000000001,2.1957659999999999,2.025963]
["1990-05-13",1.6940451999999999,1.6575321000000001,1.74787,1.6861094000000001,1.7183557,1.7338532,1.7247650000000001,1.729061,1.6691239,1.6466228000000001,1.7582314000000001,1.7622457,1.4544305]
["1990-05-14",2.3907951999999999,2.5718445999999999,2.3079672000000002,2.5584669999999998,2.4823879999999998,2.2386303000000001,2.3138399999999999,2.1471559999999998,2.4497906999999999,2.6092691000000001,2.2024244999999998,2.1028967000000001,2.8745135999999998]
["1990-05-15",3.1078836999999999,3.2054813000000002,3.4655497,2.8603187000000001,2.9563966000000002,3.3935213000000002,3.3716395000000001,3.2668029999999999,3.2583069999999998,3.1398869999999999,3.3176298000000002,3.2570516999999999,3.4433311999999998]
["1990-05-16",3.4187732,3.5440670000000001,3.4155747999999999,3.5141643999999999,3.5040152,3.3973985,3.4107573000000002,3.238912,3.4533931999999998,3.5885023999999999,3.3241985000000001,3.2899365,3.3319168000000001]
["1990-05-17",3.0819464000000001,3.2585323000000002,3.0162255999999998,3.1577544,3.114601,2.9854569999999998,3.0844394999999998,2.9159741000000001,3.1394166999999999,3.3134581999999999,3.0121381,2.9564835999999999,2.5515892999999998]
["1990-05-18",2.6725919999999999,2.5237430000000001,2.4653236999999999,2.6530678000000001,2.7619345000000002,2.5450840000000001,2.6010365000000002,2.5482385000000001,2.524019,2.5464158000000001,2.680275,2.7448773000000002,1.4341136000000001]
["1990-05-19",2.8436325,2.7999520000000002,2.797113,2.7720003000000002,2.8556442,2.8635329999999999,2.8586317999999999,2.7773892999999998,2.8067139999999999,2.8406476999999999,2.8811170000000002,2.9189253000000002,2.3595858000000001]
["1990-05-20",2.8139348000000002,2.8202262,2.8234756000000001,2.75468,2.8239562999999999,2.7858125999999999,2.8673753999999998,2.7870192999999999,2.8013054999999998,2.7459726,2.8824763,2.8455702999999999,2.5760776999999999]
["1990-05-21",2.5254382999999998,2.6247585,3.0846357000000002,2.2280864999999999,2.3141609999999999,2.9674616,2.867391,2.8847768,2.7361626999999999,2.5428929999999998,2.8748708000000001,2.8031476,3.5093955999999999]
["1990-05-22",3.2453835,3.2604975999999999,3.3234298,3.1356997,3.2152156999999999,3.3421392000000001,3.3573244,3.2664287000000001,3.2592827999999998,3.2869096,3.3666637000000001,3.3693647000000002,3.1036556000000002]
["1990-05-23",3.3034308000000001,3.3885999999999998,3.3019729999999998,3.3700516,3.3773615000000001,3.289981,3.3118452999999999,3.1661184000000002,3.3158981999999999,3.4371684,3.2477064000000002,3.2372269999999999,3.4686897000000001]
["1990-05-24",4.1019325000000002,4.1068230000000003,4.1446443000000004,3.9638395000000002,4.0789285,4.1894720000000003,4.1921169999999996,4.0439762999999997,4.1172943000000002,4.1146307000000002,4.182544,4.2239566000000002,3.5563303999999998]
["1990-05-25",3.3897852999999998,3.540832,3.3363882999999999,3.5087980000000001,3.4750310999999998,3.3270249999999999,3.3561811000000001,3.1721512999999999,3.4380429000000001,3.6229420000000001,3.2719520000000002,3.2414293000000001,3.5626039999999999]
["1990-05-26",3.3613124000000001,3.4819095,3.5451139999999999,3.2802787000000002,3.3166842000000001,3.4913880000000002,3.5111243999999999,3.3777827999999999,3.4580023,3.4717440000000002,3.4555246999999998,3.3913220000000002,3.5310564000000002]
["1990-05-27",3.3738933000000002,3.3722927999999999,3.3248834999999999,3.4231012000000001,3.469738,3.3651816999999999,3.3709959999999999,3.2497604,3.318921,3.4055395000000002,3.3462455000000002,3.3481795999999999,3.3418057000000001]
["1990-05-28",3.3264681999999999,3.4982470000000001,3.4316572999999999,3.368884,3.3344993999999999,3.4820479999999998,3.3803215,3.2445632999999998,3.4374199999999999,3.6388980000000002,3.2965393000000001,3.3148596000000001,3.6480399999999999]
["1990-05-29",2.9899806999999998,3.1783636,3.1819815999999999,3.0119319999999998,2.9546250999999999,3.3255599999999998,3.0584068000000002,2.9774978000000001,3.1558280000000001,3.4009375999999998,2.9959213999999998,3.1242557,3.3848495000000001]
["1990-05-30",1.9010381999999999,1.9633434000000001,1.9528696999999999,1.9296947,1.9010756,2.0569103000000002,1.9179512000000001,1.9138652,1.9433857999999999,2.1671238000000002,1.9311242,2.0365267,2.4048202000000001]
["1990-05-31",3.5713946999999999,3.7462268000000001,3.7568060000000001,3.6398000000000001,3.5941076000000001,3.7072319999999999,3.6454195999999999,3.5161872000000001,3.6929147000000002,3.775512,3.5374219999999998,3.4554200000000002,3.6608079999999998]
["1990-06-01",2.4587913000000001,2.631113,2.5151366999999998,2.5790310000000001,2.4831853000000002,2.6209058999999999,2.4330859999999999,2.3491187,2.5746316999999999,2.8695998,2.3578636999999998,2.4357823999999999,2.8369206999999999]
["1990-06-02",2.8247209,2.9082612999999999,2.9148000000000001,2.7750184999999998,2.7930763000000001,2.9010397999999999,2.8784740000000002,2.7968497000000001,2.9092514999999999,2.9310900000000002,2.8597456999999999,2.825809,2.7389611999999999]
["1990-06-03",1.4437777999999999,1.5054206999999999,1.5787428999999999,1.4414199999999999,1.4230164999999999,1.5446629999999999,1.4914472999999999,1.485954,1.514281,1.0213852999999999,1.481922,1.4475859,1.9541674]
["1990-06-04",3.4714800000000001,3.3821560000000002,3.4640396,3.4177607999999999,3.5201676000000002,3.5055719999999999,3.4922316000000002,3.4303365000000001,3.4045656000000002,3.397224,3.5347688000000002,3.5656127999999998,2.6612076999999998]
["1990-06-05",1.8294516000000001,2.0584799999999999,1.8102868000000001,1.9641412,1.8376980000000001,1.7907834,1.7801174,1.6789191999999999,1.9674456,2.1837754,1.7006825999999999,1.6247895000000001,2.5095632000000001]
["1990-06-06",1.4509601999999999,1.4014238999999999,1.7180597,1.2308239999999999,1.3328264999999999,1.6875502,1.6249792999999999,1.6891986000000001,1.4961610000000001,1.3223171,1.6932828,1.6983090000000001,1.7121257999999999]
["1990-06-07",2.5946492999999999,2.6386601999999999,2.3994203000000001,2.7544813000000001,2.7112943999999999,2.4418063000000001,2.4633099999999999,2.3637762000000002,2.5576903999999998,2.7761947999999999,2.4441959999999998,2.4445112,2.4962209999999998]
["1990-06-08",2.1021602000000001,2.1900973000000001,1.9980072,2.2096306999999999,2.1558136999999999,2.0029140000000001,2.0325296000000002,1.9633121,2.1226303999999998,2.2650423000000002,2.0205980000000001,2.0001495,1.8789245999999999]
["1990-06-09",1.9745661999999999,2.0748104999999999,2.2600682000000001,1.8328443000000001,1.8406578,2.2371544999999999,2.1606361999999999,2.1853281999999998,2.1183337999999998,2.0704334000000002,2.1854901,2.1775777000000001,2.1944710999999999]
["1990-06-10",2.0660590000000001,1.9776575999999999,2.3399025999999998,1.8440346000000001,1.9588376999999999,2.3410489999999999,2.2696687999999998,2.3583896000000002,2.0843506000000001,1.9007974000000001,2.3703542,2.4121275,1.7803715]
["1990-06-11",1.8113436000000001,1.7987614000000001,1.7544206,1.8469762000000001,1.8596820000000001,1.8203663999999999,1.7597119999999999,1.7108213999999999,1.7940921999999999,1.8971312,1.7546299000000001,1.8112438,1.7066722000000001]
["1990-06-12",1.6627521999999999,1.6354432999999999,1.5750086999999999,1.7012103999999999,1.7121488,1.6198138,1.6136645000000001,1.5967122,1.6190969,1.710925,1.6518847999999999,1.7063078,1.3356132999999999]
["1990-06-13",1.7363036000000001,1.6830444,1.7655908,1.6815363999999999,1.7371947000000001,1.842346,1.7559856,1.2002846,1.7167201999999999,1.7137895999999999,1.2328479000000001,1.3709897,1.5907732000000001]
["1990-06-14",1.9106938,2.0318350000000001,1.892673,2.0332735,1.955562,2.0307186000000002,1.8545212,1.7869364000000001,1.9763458,2.2479482000000002,1.8028423,1.9243026000000001,2.3188913000000002]
["1990-06-15",1.7695562,1.9745064000000001,1.6832963999999999,1.9787633,1.8321337,1.7898182,1.6650138000000001,1.5827633000000001,1.8617964,2.1833010000000002,1.5950272000000001,1.6642277999999999,2.3309500000000001]
["1990-06-16",2.7375467000000002,2.9686675,2.7092147,2.8216393000000002,2.7253718,2.7147047999999998,2.7184181000000001,2.6112544999999998,2.8751272999999999,3.0083690000000001,2.6509811999999999,2.6095717,3.3997866999999999]
["1990-06-17",3.1615980000000001,3.3089938000000001,3.1377920000000001,3.2242448000000001,3.1758725999999999,3.1887622000000002,3.1429893999999998,3.0307132999999999,3.2436199999999999,3.3557196,3.0842195000000001,3.0786047000000001,2.7840916999999998]
["1990-06-18",3.1470134000000001,3.3648967999999999,3.1274845999999998,3.1672012999999999,3.1039829999999999,3.2234180000000001,3.1202774,2.9638423999999999,3.3132195000000002,3.5637145000000001,3.0344419999999999,3.0638505999999999,3.6197653000000001]
["1990-06-19",3.3401586999999999,3.3745584000000002,3.7215569999999998,3.1096601000000001,3.2062225,3.6509523000000002,3.5856924000000001,3.5886931,3.4640653000000001,3.294,3.6089072,3.5403440000000002,4.2088049999999999]
["1990-06-20",3.1987399999999999,3.3411293,3.6938124000000001,2.8962984000000001,2.9659483,3.6421679999999999,3.507476,3.4846412999999998,3.4435525,3.3196297000000001,3.4902136000000001,3.4260793,4.1554083999999998]
["1990-06-21",2.6863649999999999,2.8980741999999999,2.8071966000000002,2.7826040000000001,2.6912422,2.7755860000000001,2.68207,2.5639574999999999,2.8597877,3.0220373,2.5885696,2.5246952,3.3344147]
["1990-06-22",3.0712817000000001,3.1124098,3.2384224000000001,2.9848515999999998,3.0250995000000001,3.2054904,3.1674851999999998,3.1341133000000001,3.147688,3.1437560000000002,3.1859012,3.1512927999999998,3.329701]
["1990-06-23",2.9174535000000001,2.93357,3.0323891999999999,2.8234887,2.8779835999999999,3.0283532000000002,2.9961579999999999,2.9719837,2.9588735000000002,2.9431813,3.0296593000000001,3.0244138,3.0384183]
["1990-06-24",2.8855767000000001,3.0160518000000001,2.7328139999999999,3.049925,2.9770093000000002,2.7336173000000001,2.7625139999999999,2.6193236999999998,2.9280680000000001,3.1238885000000001,2.6998679999999999,2.6525946,2.7897881999999998]
["1990-06-25",2.331575,2.5029829000000001,2.2783372000000002,2.4327288,2.3480625000000002,2.3235967,2.2674294000000002,2.1627795999999999,2.4346473,2.6302880000000002,2.1963339999999998,2.2005868,2.8414676000000001]
["1990-06-26",1.8605659999999999,1.9623660000000001,2.4794337999999998,1.6129031,1.6494735,2.4489830000000001,2.1937264999999999,2.2776049999999999,2.0860147000000002,1.9554186,2.1812892000000002,2.2030750000000001,3.0920827000000002]
["1990-06-27",3.0310359999999998,3.0866739999999999,3.1480548000000002,3.0217456999999999,3.0207790999999999,3.1604804999999998,3.0827186000000002,3.0353507999999998,3.0902940000000001,3.1016282999999998,3.050678,3.0338104000000001,2.7703204000000001]
["1990-06-28",3.1158299999999999,3.2126741000000001,2.8673456000000002,3.2622838000000001,3.2085930999999999,2.9833379999999998,2.9671012999999999,2.8332120000000001,3.1109654999999998,3.3866508,2.9353690000000001,2.9824622000000001,3.0610236999999998]
["1990-06-29",3.2575052000000002,3.4002952999999998,3.4157899999999999,3.2221215000000001,3.2118609999999999,3.4803193000000001,3.3372714999999999,3.2470067,3.3889955999999999,3.5313759999999998,3.2763822,3.3059601999999999,4.1182236999999997]
["1990-06-30",3.8201113000000002,3.9741552000000002,3.7992096000000002,3.9243220000000001,3.8709357,3.7884464000000002,3.7731276,3.616168,3.914615,4.0549545,3.6879628000000002,3.6227963000000001,3.3574320000000002]
["1990-07-01",2.3127080000000002,2.5545979000000001,2.5588435999999999,2.3139173999999998,2.2319898999999999,2.5087671,2.4009876000000001,2.3253512000000001,2.5419447000000002,2.6496819999999999,2.3209840000000002,2.2566570000000001,3.4143219999999999]
["1990-07-02",2.9904799999999998,2.9959069999999999,3.3248928000000002,2.7817470000000002,2.8748529999999999,3.3226984000000002,3.2055799999999999,3.2164451999999999,3.0827255,3.0011792000000002,3.2420075000000002,3.2541574999999998,3.4783043999999999]
["1990-07-03",3.3789845000000001,3.4808086999999999,3.5405823999999999,3.3325417000000002,3.3473117000000001,3.5959785000000002,3.4626503,3.3716370000000002,3.4843364000000001,3.5841131000000002,3.4172408999999999,3.4605043000000002,3.8324864000000001]
["1990-07-04",1.3914287999999999,0.96538049999999997,1.7954488,0.74468590000000001,0.78660386999999998,1.7289308000000001,1.6243799999999999,1.6879390000000001,1.5289429999999999,0.95788410000000002,1.6611077000000001,1.6245765999999999,1.7897331999999999]
["1990-07-05",2.3265285000000002,2.3622698999999998,2.0741877999999998,2.5076489999999998,2.4579806,2.0997925,2.1587035999999999,2.0638196,2.2783441999999998,2.4758977999999998,2.1548297000000001,2.1489061999999999,1.9026685999999999]
["1990-07-06",3.3784391999999999,3.462221,3.5180829,3.3705880000000001,3.3773648999999999,3.5375570999999999,3.4227346999999999,3.3373550000000001,3.4693855999999998,3.5582368,3.3913047000000001,3.4109652000000001,3.5687959999999999]
["1990-07-07",2.0681579999999999,2.1048390000000001,2.0043782999999999,2.0797405000000002,2.0761172999999999,2.0418587000000001,2.0310074999999999,1.9667326000000001,2.0892868,2.1617117000000001,2.0114439000000002,2.015498,1.7882400000000001]
["1990-07-08",3.0608882999999998,3.2812592999999999,3.6490692999999998,2.7957315,2.8132603,3.5423819999999999,3.3991053,3.3867264000000001,3.3679711999999999,3.2673040000000002,3.3512616,3.2577950000000002,3.8221405000000002]
["1990-07-09",3.0403905,3.1585546,3.2402557999999999,3.0045744999999999,2.9969956999999998,3.2752066000000002,3.1179299999999999,3.0637032999999998,3.1710655999999999,3.301698,3.1006016999999999,3.1389675000000001,3.9008777000000001]
["1990-07-10",3.2132318,3.2092961999999998,3.4083570999999999,3.0907985999999998,3.1628075,3.4649549999999998,3.3405285,3.3337498000000001,3.2593524,3.3144944000000001,3.3875172,3.4650544999999999,3.6739820000000001]
["1990-07-11",4.2099795000000002,4.4348574000000003,4.4673705000000004,4.086246,4.0893079999999999,4.5137786999999996,4.3975163000000004,4.2367616000000003,4.4126339999999997,4.5756873999999996,4.3034414999999999,4.2968029999999997,4.8832849999999999]
["1990-07-12",3.8868585000000002,3.9716284000000002,4.055517,3.8193820000000001,3.8558629,4.0622926000000001,4.0125723000000004,3.9142090999999999,3.9610989999999999,3.9823759999999999,3.9670342999999999,3.9320840000000001,4.1426109999999996]
["1990-07-13",4.4256973000000004,4.4470980000000004,4.9192080000000002,3.9488496999999998,4.1441236000000004,4.9373126000000003,4.8539510000000003,4.8346147999999998,4.5787826000000003,4.3490567000000002,4.9148383000000004,4.9379289999999996,3.8292372000000001]
["1990-07-14",4.8488902999999999,4.8557930000000002,4.8677060000000001,4.8173594,4.8978960000000002,4.9132823999999999,4.9050130000000003,4.7715281999999997,4.8293080000000002,4.9276413999999997,4.909599,4.9404716000000004,4.4611473000000004]
["1990-07-15",4.0568759999999999,4.1529699999999998,4.0358213999999997,4.1061189999999996,4.102614,4.1767105999999998,4.0778965999999999,3.9456359999999999,4.0794053000000003,4.3374104000000004,4.0343565999999997,4.1380169999999996,3.662798]
["1990-07-16",3.4530720000000001,3.5920812999999998,3.5769812999999999,3.5086624999999998,3.4651952000000001,3.648504,3.4989195,3.4049049999999998,3.5540104000000001,3.7414831999999998,3.4324848999999999,3.5021342999999998,3.4626399999999999]
["1990-07-17",3.0256965,3.1837909999999998,3.2268243000000001,3.0324532999999998,2.9974384000000001,3.2790143,3.1288798,3.0670890000000002,3.1495757000000002,3.3024282,3.0779626000000002,3.1164236000000001,4.0659913999999997]
["1990-07-18",4.0195645999999998,4.0601973999999998,4.1857819999999997,3.8946187000000001,4.0011780000000003,4.2726692999999996,4.1708939999999997,4.0230316999999998,4.0561322999999998,4.0560513,4.1086134999999997,4.1819860000000002,4.4179453999999998]
["1990-07-19",4.2624269999999997,4.3677700000000002,4.4266220000000001,4.1607909999999997,4.2321714999999998,4.6138830000000004,4.4183899999999996,4.2465719999999996,4.3407260000000001,4.5354140000000003,4.3387026999999998,4.5066933999999996,4.6745495999999997]
["1990-07-20",4.2913620000000003,4.4037040000000003,4.5129584999999999,4.2430139999999996,4.2994380000000003,4.6763700000000004,4.4463395999999999,4.2812386,4.3668449999999996,4.5805783,4.3474525999999996,4.4855499999999999,5.4193715999999998]
["1990-07-21",4.8139430000000001,4.9166530000000002,4.9173155,4.6750040000000004,4.7539005000000003,5.0285764000000004,4.9573470000000004,4.7588514999999996,4.8956584999999997,4.9993080000000001,4.8776460000000004,4.9647750000000004,3.5430891999999998]
["1990-07-22",3.968083,3.7291319999999999,3.8679888,3.7707329999999999,3.9872744,3.9589523999999998,4.0232897000000003,4.007231,3.7919735999999999,3.6881447000000001,4.1721700000000004,4.257822,2.6559453]
["1990-07-23",3.7685127,3.8788292000000002,4.0833735000000004,3.6077085000000002,3.6614979999999999,4.1257409999999997,3.9906267999999998,3.9120211999999999,3.9033473000000001,3.9719831999999999,3.9688392000000001,4.0167685000000004,4.0955649999999997]
["1990-07-24",3.8283602999999999,3.9200020000000002,3.885923,3.8079866999999998,3.8532956,3.9641875999999998,3.9200784999999998,3.7343264,3.8557991999999999,4.0210340000000002,3.8435583000000002,3.9013803,3.7082948999999998]
["1990-07-25",3.6273053000000002,3.6883216000000001,3.8445662999999999,3.5004450999999999,3.5893495,3.8641342999999999,3.8194373000000001,3.6827320000000001,3.6753300000000002,3.6780040000000001,3.7672112000000002,3.7876596,3.8075847999999999]
["1990-07-26",3.8180095999999999,3.8135075999999999,3.5743988,3.8636355,3.9090115999999999,3.6767639999999999,3.7492250999999999,3.598436,3.730442,3.9334180000000001,3.7604660000000001,3.829955,2.4947460000000001]
["1990-07-27",2.7517654999999999,2.8610947000000002,2.5605514,2.9538479999999998,2.8561709999999998,2.7687615999999999,2.6100072999999999,2.5117802999999999,2.7666260999999999,3.2139964000000001,2.5742953000000002,2.7562220000000002,2.3114971999999998]
["1990-07-28",2.0111176999999998,2.0804057,2.3551424000000001,1.9107704000000001,1.9143490000000001,2.4239570000000001,2.1957716999999999,2.2475195000000001,2.1300137000000001,2.2585046000000002,2.2140564999999999,2.3108605999999998,2.6221857000000002]
["1990-07-29",3.7231405,3.8946257000000002,3.4293171999999998,3.9439003000000001,3.894126,3.5195029999999998,3.5443956999999999,3.2669030000000001,3.7212417000000002,4.0848279999999999,3.4010272000000001,3.4309284999999998,4.1646266000000001]
["1990-07-30",2.8059270000000001,2.9900057000000002,2.5458189999999998,3.1011354999999998,2.9696505000000002,2.6693606000000001,2.5946343000000001,2.4265276999999998,2.8285170000000002,3.3179280000000002,2.4911346000000001,2.5653516999999999,3.1744707000000001]
["1990-07-31",3.3096404000000001,3.3766875000000001,3.2569439999999998,3.3699300000000001,3.4047052999999998,3.3754043999999999,3.2912884,3.1140289999999999,3.2927797000000001,3.4643492999999999,3.1947637000000002,3.2988274,3.8565019999999999]
["1990-08-01",4.1846094000000003,4.2764616000000002,4.2319383999999998,4.1129369999999996,4.2102269999999997,4.3758974000000004,4.2835340000000004,4.0199959999999999,4.2102804000000003,4.3526670000000003,4.1481190000000003,4.2883110000000002,4.5286173999999999]
["1990-08-02",4.7480935999999998,4.7979149999999997,4.7269654000000001,4.7514915000000002,4.8455443000000002,4.9510325999999996,4.8006415000000002,4.5275053999999999,4.7079988000000004,4.9831494999999997,4.6783609999999998,4.9313946,4.7067459999999999]
["1990-08-03",4.4719920000000002,4.526141,4.4084854,4.5823526000000001,4.6395249999999999,4.7557516,4.4728813000000001,4.1975093000000001,4.3991860000000003,4.8453470000000003,4.3327249999999999,4.7178579999999997,4.5478926]
["1990-08-04",5.0035309999999997,5.0605799999999999,5.0129066,4.9585004000000001,5.0544114000000002,5.3476790000000003,5.0872703000000001,4.8101279999999997,4.9920330000000002,5.4156537,4.9650264000000002,5.3230899999999997,4.7001714999999997]
["1990-08-05",3.8052044,3.8949063000000002,3.936185,3.8258554999999999,3.8472683000000001,4.0343730000000004,3.8692548000000002,3.7036543000000002,3.8599087999999999,4.0810339999999998,3.7797708999999999,3.9175643999999998,4.3191895000000002]
["1990-08-06",3.1167463999999998,3.1845910000000002,3.6306943999999999,2.8435720999999998,2.9415106999999998,3.6696331999999998,3.4513794999999998,3.4322376000000001,3.2792620000000001,3.2613143999999998,3.4563491000000002,3.5596014999999999,3.9012631999999998]
["1990-08-07",2.760894,2.8857780000000002,2.7899927999999998,2.7991917000000002,2.7943859999999998,2.9228171999999999,2.7857143999999998,2.6461465,2.8095542999999998,3.0636127000000002,2.7132301000000001,2.8482959999999999,2.9461075999999999]
["1990-08-08",3.4093363000000001,3.4128560000000001,3.3385527000000002,3.3684280000000002,3.4786465,3.525601,3.4409155999999999,3.2206000000000001,3.3475443999999999,3.5630956,3.3620874999999999,3.5637059999999998,3.2011889999999998]
["1990-08-09",3.72444,3.8493512000000001,3.9100644999999998,3.4850175000000001,3.6162329,4.0012530000000002,3.9492530000000001,3.6827234999999998,3.8185359999999999,3.8912156000000002,3.8165711999999998,3.9077956999999999,3.8186927000000002]
["1990-08-10",3.1706943999999999,3.3257905999999999,3.2025402000000001,3.1434011000000002,3.1676416000000001,3.3454250999999999,3.2240039999999999,3.0047647999999998,3.2483482000000001,3.5094403999999999,3.0915067000000001,3.2130105000000002,3.8718116]
["1990-08-11",3.5116955999999999,3.7592840000000001,3.6691744000000002,3.4025794999999999,3.4260942999999999,3.8194509999999999,3.6783771999999999,3.4170474999999998,3.6718109999999999,3.9721791999999998,3.5193949,3.6604245,3.8955742999999998]
["1990-08-12",3.5341325000000001,3.6759567,3.6651039999999999,3.3674705,3.4703965000000001,3.8129691999999999,3.7243146999999999,3.4547819999999998,3.6145265000000002,3.8104119999999999,3.5863239999999998,3.7364582999999998,3.781946]
["1990-08-13",3.5315137000000001,3.7394867000000001,3.4362051,3.5422324999999999,3.5687674999999999,3.5553683999999999,3.5448368000000001,3.2377422,3.5908462999999999,3.8936524000000001,3.3816563999999998,3.4749219999999998,3.6491820000000001]
["1990-08-14",2.1783744999999999,2.3773623000000002,2.1797453999999998,2.2582182999999998,2.1723802000000001,2.2782833999999998,2.1607775999999999,2.0575876000000002,2.2939702999999998,2.5861985999999999,2.0882358999999999,2.1501399999999999,2.6914899999999999]
["1990-08-15",1.1200378,1.3329618000000001,1.3781116,1.1164556999999999,1.0253308000000001,1.3317266999999999,1.2275412000000001,1.2130136,1.3186800000000001,1.4281273999999999,1.1646425,1.1162893,2.4448025000000002]
["1990-08-16",4.5227199999999996,4.7145862999999997,4.6484046000000001,4.4260109999999999,4.4807844000000001,4.7174925999999999,4.6524415000000001,4.3626709999999997,4.6541224000000003,4.8708580000000001,4.524464,4.6052200000000001,4.5779100000000001]
["1990-08-17",3.3970940000000001,3.4935288,3.3819933,3.3749563999999999,3.4290669999999999,3.4581203,3.4200609000000002,3.2199461,3.4298787000000002,3.6126722999999998,3.3510425000000001,3.431435,3.4361139999999999]
["1990-08-18",1.1407955999999999,1.1860031,1.4762580000000001,1.0495057999999999,1.0669028,1.4288665,1.3041963999999999,1.3556244,1.2367448999999999,1.1653751000000001,1.3063560999999999,1.2957759,2.7269952000000002]
["1990-08-19",0.64981979999999995,0.63550050000000002,0.9938053,0.40667560000000003,0.49187794000000001,0.93014750000000002,0.86758060000000004,0.94474519999999995,0.74192639999999999,8.927264E-2,0.89971950000000001,0.86905109999999997,0.9539242]
["1990-08-20",3.8299927999999999,3.9784784000000002,3.7871644,3.8469883999999999,3.8908908000000002,3.8614972000000001,3.8489095999999998,3.5582775999999998,3.8702295000000002,4.1222285999999997,3.7194807999999999,3.8176804,3.9543436000000001]
["1990-08-21",3.6124744,3.8002117000000002,3.3654168000000002,3.7296740000000002,3.7355208000000002,3.5753767000000001,3.515034,3.1821253,3.6158009999999998,4.0629286999999996,3.3510300000000002,3.5552697000000002,3.6037233]
["1990-08-22",2.9086514000000001,2.9809618000000002,2.7327653999999999,2.9796330000000002,3.0627559999999998,2.8530229999999999,2.8581183000000001,2.5637493,2.8256182999999999,3.0677880000000002,2.7047306999999998,2.8444997999999999,3.1171674999999999]
["1990-08-23",2.6490692999999998,2.7729569999999999,2.5634899999999998,2.6951390000000002,2.7268772000000001,2.6618447000000001,2.6514337000000001,2.4097567,2.6423583000000002,2.8517779999999999,2.5137390000000002,2.6191567999999998,2.5359832999999998]
["1990-08-24",2.8374782000000001,3.0302845999999999,2.7634623,2.8831443999999999,2.8877305999999998,2.9315183,2.858978,2.5847313000000001,2.8712925999999999,3.1998047999999999,2.6993863999999999,2.8887953999999998,2.9789604999999999]
["1990-08-25",2.3895122999999998,2.389195,2.5468999999999999,2.1968454999999998,2.3171864000000002,2.6727447999999998,2.5781239999999999,2.4480827000000001,2.3978453000000002,2.4594505,2.5291743000000002,2.7122939000000001,2.4296172]
["1990-08-26",2.2658746000000001,2.3297284,2.2714934000000002,2.2389218999999998,2.3053129000000001,2.3537202000000002,2.3289838,2.1574507000000001,2.2475953,2.3717269999999999,2.2435849999999999,2.3499235999999999,2.6249007999999998]
["1990-08-27",2.0565902999999999,2.0311067,1.8536881999999999,2.0973434000000002,2.1556785000000001,1.9921926999999999,1.9823432000000001,1.8588876000000001,1.9537420999999999,2.1226403999999999,1.9532571999999999,2.0954578000000001,1.790276]
["1990-08-28",2.9311848,3.0842347000000001,3.2417774000000001,2.6569661999999998,2.8101989999999999,3.306362,3.2659091999999998,2.9321063000000001,3.0304441,3.102757,3.0804608,3.2354877000000002,3.5074117]
["1990-08-29",3.4733124000000002,3.7358603000000001,3.3338860000000001,3.5491416,3.5543993,3.5054047000000002,3.4625523,3.0371397,3.5296972000000002,3.9950351999999998,3.2076761999999999,3.3878016,3.9482691000000001]
["1990-08-30",2.5808610000000001,2.6729949,2.7465245999999999,2.4024942,2.5187360999999999,2.7817086999999998,2.7856196999999998,2.5215117999999999,2.6281789999999998,2.7013893000000002,2.6601279,2.7638085000000001,2.9045006999999998]
["1990-08-31",1.901883,2.0441718,1.9250683,1.9136352999999999,1.90096,2.0049393000000002,1.9298012,1.7859286000000001,1.9696946,2.1946819999999998,1.8463773999999999,1.9302421999999999,2.3946812]
["1990-09-01",1.9264038000000001,1.9267983,1.984521,1.8397467999999999,1.9076602,2.1577267999999998,2.0109493999999999,1.9175819999999999,1.9213282,2.0861546999999998,1.9850776000000001,2.1855156,2.1799455000000001]
["1990-09-02",2.4426212,2.5631887999999998,2.7279339999999999,2.2514984999999998,2.3326775999999998,2.8416293000000001,2.6978211000000001,2.4835243,2.5469116999999999,2.7132554,2.5786285000000002,2.7451265,3.1545505999999999]
["1990-09-03",2.7672745999999999,2.9419227000000001,2.4714230000000001,2.951174,2.9216814000000002,2.6799344999999999,2.6056406000000001,2.3195624000000001,2.7533449999999999,3.2574274999999999,2.4564270000000001,2.6388159999999998,2.9639896999999999]
["1990-09-04",2.4991698000000002,2.5466125000000002,2.3378828,2.5554657000000001,2.6069974999999999,2.4551414999999999,2.4610310000000002,2.2029698,2.4357823999999999,2.6938322000000001,2.3557065000000001,2.5196399999999999,2.5313623000000001]
["1990-09-05",1.8980732,1.9414963000000001,1.9066616999999999,1.8993158000000001,1.9209210000000001,2.0337725,1.9003086,1.8097266000000001,1.9169874,2.1070852000000002,1.8659163000000001,1.9979692,2.2362118]
["1990-09-06",2.4177054999999998,2.4222948999999998,2.9283648000000002,2.0251782,2.2118921,2.9048172999999999,2.8079461999999999,2.7252361999999999,2.5254824,2.3568772999999998,2.7992148000000001,2.8832779999999998,3.2003743999999998]
["1990-09-07",2.9806699999999999,2.8494697000000002,3.2571146,2.6714932999999998,2.8811295000000001,3.2907280000000001,3.2170339999999999,3.1103584999999998,2.9801953000000001,2.7725067000000001,3.2272818000000001,3.3375561,2.2540689]
["1990-09-08",1.7011375,1.9167476000000001,1.8682570000000001,1.6887376000000001,1.6450480999999999,1.9312438000000001,1.8182944000000001,1.6553089999999999,1.8429523999999999,2.0925416999999999,1.7019734,1.8022781999999999,2.4437487]
["1990-09-09",1.837898,1.9061002,1.915902,1.7476985,1.8570899999999999,1.9293252000000001,1.9905383999999999,1.7025172,1.8121822000000001,1.8841062,1.8458654000000001,1.9569620000000001,1.9642596999999999]
["1990-09-10",1.3643295,1.3665214999999999,1.5590759999999999,1.2532201999999999,1.3239867999999999,1.6131586,1.5127165,1.4517663999999999,1.3878592999999999,1.4052411,1.4897187999999999,1.5967989,1.5751607000000001]
["1990-09-11",1.6439067000000001,1.6671605,1.7466458,1.4779266,1.5916847000000001,1.8277350000000001,1.8044925999999999,1.6275021000000001,1.6513317000000001,1.691648,1.7323081,1.8700644,1.720261]
["1990-09-12",1.5618376,1.6111108000000001,1.4639221,1.5188098999999999,1.5987562,1.5216719000000001,1.5932288999999999,1.3958326999999999,1.5101306000000001,1.6275175,1.5111307,1.6023609999999999,1.2171803000000001]
["1990-09-13",1.7116891999999999,1.7643042,1.5430957000000001,1.7160344000000001,1.7921370999999999,1.5726452,1.7178709999999999,1.4692646,1.6246826999999999,1.782548,1.6222578000000001,1.7026330000000001,1.2647193999999999]
["1990-09-14",1.8019892,1.7596806,1.5358254,1.916663,2.0049393000000002,1.6422327000000001,1.6690803000000001,1.4944522,1.6347125,1.8275486999999999,1.6074037999999999,1.7342553999999999,1.1725312000000001]
["1990-09-15",1.9870829999999999,1.9648174,2.0510785999999999,1.8755454,1.951422,2.1806456999999999,2.0727465,1.9987201999999999,1.9851798,2.0787559999999998,2.0801164999999999,2.2372887000000001,1.7533863999999999]
["1990-09-16",1.1835963,1.1583003000000001,1.2385998,1.1715800000000001,1.1959674,1.4882976999999999,1.2066017,1.208304,1.1745406,1.410034,1.2269410000000001,1.4993166,1.5705969]
["1990-09-17",1.0150523,1.0626583999999999,1.0741851,0.99390559999999994,0.99167349999999999,1.1232289,1.0471249,1.0201557999999999,1.0619493,1.1606869,1.0394003000000001,1.0984995,1.3191607999999999]
["1990-09-18",1.6582465,1.7943034,1.784151,1.6050605,1.5960350000000001,1.8343756,1.7280009999999999,1.6300707999999999,1.7822304,1.9114834000000001,1.6647874,1.7081876,1.9205266999999999]
["1990-09-19",1.5618753000000001,1.725838,1.8072505999999999,1.5622704999999999,1.5500320000000001,1.7276258,1.7026627999999999,1.5537283,1.6643353999999999,1.7730736,1.5994408,1.598144,2.6085181]
["1990-09-20",1.6934009999999999,1.7944987999999999,1.7700564000000001,1.7183183,1.6891934,1.8273566000000001,1.7070213999999999,1.6514481999999999,1.7785493999999999,1.9537024000000001,1.6885996000000001,1.7459137,2.0828688]
["1990-09-21",3.2432835,3.3029790000000001,3.1287042999999999,3.1747130000000001,3.290384,3.2383888000000001,3.2712462000000002,2.9680865000000001,3.2093905999999999,3.4298636999999998,3.1851356000000002,3.3538532000000001,3.1966605000000001]
["1990-09-22",0.78161190000000003,0.75514245000000002,0.84175409999999995,0.73975219999999997,0.77240589999999998,0.86036190000000001,0.82478625000000005,0.82196349999999996,0.77448450000000002,0.77686392999999998,0.84246189999999999,0.88916969999999995,1.0396862]
["1990-09-23",0.64053800000000005,0.67268205000000003,0.74543154,0.61371149999999997,0.61697703999999998,0.73809919999999996,0.69854254000000005,0.69979800000000003,0.67997074000000002,0.69886170000000003,0.70165116000000005,0.70650077,0.90609150000000005]
["1990-09-24",1.5055106,1.570154,1.5185706999999999,1.4326862,1.5306765,1.5182456,1.5938555000000001,1.3478441999999999,1.4855977,1.5676452000000001,1.4823906,1.5576201999999999,1.6637748000000001]
["1990-09-25",1.6583614,1.6655332,1.7076899999999999,1.4987621,1.6352918000000001,1.7605999000000001,1.8044081999999999,1.5473151999999999,1.6307433,1.6557869000000001,1.7057355999999999,1.8622642,1.3914972999999999]
["1990-09-26",1.0830679000000001,1.1136199,0.98894219999999999,1.0575334000000001,1.1396466000000001,1.0262142000000001,1.1272024,0.89172050000000003,1.0060008,1.1344244000000001,1.0279487,1.1561317,1.0129395999999999]
["1990-09-27",1.2417743999999999,1.2622005999999999,1.1484030000000001,1.2113119000000001,1.295099,1.2416567000000001,1.2770252,1.0485928,1.1696876,1.3405526000000001,1.1830586999999999,1.3337190999999999,0.7290818]
["1990-09-28",1.5931449,1.7437815999999999,1.7189133999999999,1.4272345,1.5522332000000001,1.7918048,1.8072452999999999,1.4185125999999999,1.6187296,1.7962323,1.5970698999999999,1.7997284,2.0638747]
["1990-09-29",0.59916495999999997,0.67647650000000004,0.74713165000000004,0.59128910000000001,0.56551003,0.76694839999999997,0.65493553999999998,0.65655079999999999,0.68222684,0.75160990000000005,0.63358455999999996,0.64759100000000003,1.0894797000000001]
["1990-09-30",0.20971142000000001,0.22096045,0.14461041999999999,0.26240805,0.24272340000000001,0.12905073,0.16584113,0.15410889999999999,0.19236523999999999,0.21677126999999999,0.15317789000000001,0.13428028,0.112478614]
["1990-10-01",1.1722376000000001,1.2184547999999999,1.0980546,1.1007307,1.2155937999999999,1.1904908000000001,1.2622148,0.9292378,1.0942847,1.2674402,1.104501,1.3131443,1.1328849000000001]
["1990-10-02",0.70781210000000006,0.74307995999999998,1.0567032000000001,0.52320725000000001,0.58824500000000002,1.0258962,0.93037499999999995,0.93637170000000003,0.79847029999999997,0.70427114000000002,0.92568989999999995,0.95232700000000003,1.4144968]
["1990-10-03",0.22619765,0.21955330000000001,0.22223145,0.26420176000000001,0.25484403999999999,0.23704158,0.21334655999999999,0.23201216999999999,0.20710854000000001,0.26210865,0.23042621999999999,0.25896204,0.55884180000000006]
["1990-10-04",1.2060013000000001,1.2813159999999999,1.2571166,1.1161162,1.2176397999999999,1.2582371999999999,1.3309228,1.061509,1.184539,1.2910146,1.1998241999999999,1.3071553,1.5610386000000001]
["1990-10-05",0.10375430400000001,0.17642730000000001,0.30788110000000002,0.20139679999999999,0.20738614,0.282331,0.21210967,0.22278164,0.21297625000000001,0.17494262999999999,0.19590677000000001,0.17771113999999999,0.83904970000000001]
["1990-10-06",1.9487424,1.9889876,2.0273417999999999,1.9510069999999999,1.9896860000000001,2.0427217,1.975079,1.8829583999999999,1.9633976,2.0499608999999999,1.9384052000000001,1.9860564000000001,1.9943012]
["1990-10-07",1.3079966999999999,1.4250065000000001,1.3107723,1.2731117000000001,1.3457410000000001,1.3453329000000001,1.4001205000000001,1.0557154,1.3076451,1.4759371999999999,1.2179,1.3575828999999999,1.6521870000000001]
["1990-10-08",1.0108786999999999,1.1531001000000001,0.97640950000000004,0.97476879999999999,1.0541050000000001,1.0743107000000001,1.1068309999999999,0.7361569,0.98328720000000003,1.2593719000000001,0.90594200000000003,1.1256104,1.460558]
["1990-10-09",1.0579132,1.1463166,1.202812,1.0259123999999999,1.0444258,1.2297663999999999,1.1313609,1.0493888,1.1200722000000001,1.2241564,1.0757684000000001,1.1371129,1.6075075000000001]
["1990-10-10",0.78245469999999995,0.91006880000000001,0.99645459999999997,0.68969849999999999,0.6880153,0.99510220000000005,0.92443560000000002,0.85072179999999997,0.90269279999999996,0.95911150000000001,0.86461860000000001,0.89443309999999998,1.414426]
["1990-10-11",0.95942130000000003,1.0335284,1.2868096,0.77623770000000003,0.82762340000000001,1.3277753999999999,1.1819823,1.1439961999999999,1.0763965,1.0878741999999999,1.1506451,1.2448399000000001,1.3112710999999999]
["1990-10-12",1.107289,1.2163219999999999,1.1431768,1.0399350999999999,1.1526685000000001,1.1638457,1.2486018999999999,0.86951489999999998,1.0618277,1.2192552999999999,1.0407302,1.2007397,1.1593492999999999]
["1990-10-13",1.6681904999999999,1.7606672000000001,1.6470647,1.6098452000000001,1.7067606,1.767557,1.7630053000000001,1.4336002999999999,1.6250359999999999,1.8770857999999999,1.5955813000000001,1.8203948000000001,1.5578544000000001]
["1990-10-14",0.78007954000000002,0.80630875000000002,0.97608419999999996,0.66048770000000001,0.70623270000000005,1.0412733999999999,0.95066039999999996,0.84724060000000001,0.82537660000000002,0.8811928,0.90182799999999996,1.0389069,1.2619659000000001]
["1990-10-15",1.1206332000000001,1.2020112999999999,1.2605014999999999,1.0353009,1.0502081999999999,1.3135840000000001,1.209068,1.1570084,1.2131069999999999,1.2731551000000001,1.1708828,1.2283014999999999,1.203382]
["1990-10-16",1.5885864000000001,1.7172072,1.7710885999999999,1.3764584,1.5254577,1.8264,1.8529838000000001,1.4589926,1.6052717000000001,1.7509606,1.6532705000000001,1.8789514,2.1186063000000002]
["1990-10-17",0.64270704999999995,0.71421590000000001,0.61931824999999996,0.69812655000000001,0.67319390000000001,0.66684365000000001,0.62060976000000001,0.55525930000000001,0.65838220000000003,0.80567840000000002,0.5726985,0.62555989999999995,0.38659359999999998]
["1990-10-18",0.21805823999999999,0.20057358,0.2440264,0,0,0.26695360000000001,0.24136038000000001,0.25373572,0.2124422,0.19647452000000001,0.24990815,0.28432437999999999,0.16948208000000001]
["1990-10-19",0.2789973,0.25854617000000002,0.26115346,0.26010555000000002,0.29024820000000001,0.30704160000000003,0.28462730000000003,0.26237450000000001,0.24688562999999999,0.26520034999999997,0.27731323000000002,0.34376435999999999,0]
["1990-10-20",0.32773881999999999,0.35422322000000001,0.36544757999999999,0.25826772999999997,0.30621034000000003,0.38833222000000001,0.39614159999999998,0.31800460000000003,0.32301036,0.33924757999999999,0.35678505999999999,0.41759839999999998,0.30302358000000001]
["1990-10-21",0.83250939999999995,0.93975260000000005,0.82938000000000001,0.89552310000000002,0.84822030000000004,0.85763,0.81243480000000001,0.75513390000000002,0.88903160000000003,1.0527660999999999,0.77751493000000005,0.79924284999999995,0.98342249999999998]
["1990-10-22",1.2241025000000001,1.2398826000000001,1.086824,1.2912250000000001,1.2930969999999999,1.1864682,1.1424715999999999,1.0665519999999999,1.1913092999999999,1.3625795000000001,1.1375672999999999,1.2348135,1.2164904000000001]
["1990-10-23",1.1817158000000001,1.2401673,1.1052966,1.1656375000000001,1.2197449,1.2179635,1.211363,0.97824599999999995,1.1445855,1.3539174,1.1127167,1.2903053,1.0267763999999999]
["1990-10-24",0.33027025999999998,0.39085639999999999,0.26490330000000001,0.38012301999999998,0.36482290000000001,0.2762271,0.30257326000000001,0.23180895000000001,0.32419455000000003,0.443218,0.26450997999999998,0.28508955000000002,0.40849220000000003]
["1990-10-25",0.4838887,0.49704394000000002,0.52923249999999999,0.44356595999999998,0.48695955000000002,0.52104070000000002,0.56383910000000004,0.41849908000000002,0.46438804,0.49130165999999997,0.49939840000000002,0.56014067000000001,0.42023766000000001]
["1990-10-26",0.56636750000000002,0.53655993999999996,0.52685780000000004,0.56708616000000001,0.59308194999999997,0.56177379999999999,0.55742579999999997,0.53050079999999999,0.52918564999999995,0.56215139999999997,0.57264809999999999,0.62384309999999998,0.20253078999999999]
["1990-10-27",0.72468390000000005,0.75523496000000001,0.67692980000000003,0.71984800000000004,0.75413110000000005,0.71531080000000002,0.72589340000000002,0.61389320000000003,0.70480659999999995,0.80258059999999998,0.68410649999999995,0.74576030000000004,0.51627153000000003]
["1990-10-28",0.89999090000000004,0.85827149999999996,1.1260064000000001,0.71642863999999995,0.80992836000000001,1.1367103000000001,1.0581645,1.0511779999999999,0.93135100000000004,0.8300862,1.0815399999999999,1.1369008,0.69729260000000004]
["1990-10-29",0.62905109999999997,0.71424279999999996,0.68292649999999999,0.6149232,0.62959533999999995,0.74846860000000004,0.67354082999999998,0.56317819999999996,0.66188780000000003,0.83395549999999996,0.60884755999999995,0.71023153999999999,1.0472267]
["1990-10-30",1.0238324000000001,1.0496209000000001,0.92779529999999999,1.0285875,1.1033758,0.94917490000000004,1.0310467000000001,0.79586080000000003,0.95076020000000006,1.0838810999999999,0.93718520000000005,1.0338371,0.92438089999999995]
["1990-10-31",1.210458,1.3003362000000001,1.2323781,1.153958,1.2195298999999999,1.2547967,1.2743456,1.0571982,1.2285056999999999,1.3569939,1.1730615,1.2614516,1.5642581]
["1990-11-01",0.56688190000000005,0.69206553999999998,0.5719921,0.50705049999999996,0.56661176999999996,0.64403765999999996,0.66343719999999995,0.38528234,0.57170989999999999,0.78805340000000001,0.51134449999999998,0.68499100000000002,0.55714726000000003]
["1990-11-02",0.25331229999999999,0.30748110000000001,0.31199213999999997,0.21415861999999999,0.24446056999999999,0.32548642,0.31890102999999997,0.21847330000000001,0.26692717999999999,0.33584900000000001,0.26525260000000001,0.32775473999999999,0.49565880000000001]
["1990-11-03",0.83116763999999999,0.88910250000000002,0.86876169999999997,0.77679790000000004,0.83766859999999999,0.90310500000000005,0.90062759999999997,0.69552369999999997,0.84161680000000005,0.92021039999999998,0.80016019999999999,0.90854639999999998,0.93300260000000002]
["1990-11-04",0.51933830000000003,0.56614220000000004,0.58770113999999996,0.47702264999999999,0.50609314000000005,0.60412854000000005,0.58139649999999998,0.46568826000000002,0.54923279999999997,0.59293019999999996,0.52448600000000001,0.58818630000000005,0.57481265000000004]
["1990-11-05",0.23278789999999999,0.26450037999999998,0.24876760000000001,0.20281145,0.23893067000000001,0.30180954999999998,0.29806185000000002,0.14137177000000001,0.21539411999999999,0.30959745999999999,0.22141569999999999,0.34221423000000001,0.38418669]
["1990-11-06",0.16865764999999999,0.17927605999999999,0.18389807999999999,0.14782819999999999,0.16267334999999999,0.24425195,0.21473865,0.123601235,0.16114117,0.23442487000000001,0.17833452999999999,0.27705750000000001,0.23797365000000001]
["1990-11-07",0.12752532999999999,0.12935711,0.11124029000000001,9.5197799999999999E-2,0.14561382,0.15459535999999999,0.16934977000000001,5.5593133000000003E-2,8.3133929999999995E-2,0.16873864999999999,0.12091294,0.21938727999999999,0.1085758]
["1990-11-08",0.4452913,0.40930392999999998,0.31704226000000002,0.50930905000000004,0.5362055,0.36252393999999999,0.3906423,0.28511763000000001,0.36314118000000001,0.45406014,0.36484703000000002,0.45290804000000001,5.3857219999999997E-2]
["1990-11-09",0.52332515000000002,0.51708949999999998,0.43070199999999997,0.59735079999999996,0.60017600000000004,0.52308529999999998,0.46111049999999998,0.40777079999999999,0.47006330000000002,0.62159425000000001,0.44891133999999999,0.54874783999999999,0.59776399999999996]
["1990-11-10",0,0,0,0,0,0,0,0,0,0,0,0,0]
["1990-11-11",0.14155936,0.16701178,0.17525930000000001,0.13143444000000001,0.14004394000000001,0.22376931999999999,0.17719375000000001,0.12950813999999999,0.1439346,0.22443503000000001,0.15147229000000001,0.22446574,0.25352599999999997]
["1990-11-12",0,0,0,0,0,0,0,0,0,0,0,0,0]
["1990-11-13",0.31883359999999999,0.29360335999999998,0.43224489999999999,0.22811808,0.27285287000000003,0.46522069999999999,0.39487230000000001,0.40663480000000002,0.33583026999999999,0.29199504999999998,0.40927980000000003,0.4558818,0.28922868000000002]
["1990-11-14",0.20181785999999999,0.19444471999999999,0.30371246000000002,0.11571536,0.1648463,0.31536373000000001,0.28875960000000001,0.25078054999999999,0.20886771000000001,0.18182702000000001,0.27873376,0.33047375000000001,0.39577899999999999]
["1990-11-15",0.74998779999999998,0.75098240000000005,0.80404304999999998,0.67810709999999996,0.74465256999999996,0.8771139,0.81682500000000002,0.75096180000000001,0.73022765000000001,0.81847599999999998,0.80641960000000001,0.92969500000000005,0.63292782999999997]
["1990-11-16",0,0,0,0,0,0,0,0,0,0,0,0,0]
["1990-11-17",0.84966010000000003,0.80977220000000005,0.63306660000000003,0.93451499999999998,0.93948750000000003,0.7124258,0.72929126,0.66655016,0.76911825,0.8774478,0.73490080000000002,0.7904909,0.17972473999999999]
["1990-11-18",1.3725371,1.3944780999999999,1.318919,1.3639498000000001,1.4350966999999999,1.3834713000000001,1.3976782999999999,1.1966602,1.313885,1.4777461000000001,1.3353957000000001,1.4827923999999999,1.381694]
["1990-11-19",0.47670615,0.52098820000000001,0.53580799999999995,0.47060865000000002,0.46454570000000001,0.57978094000000002,0.49890195999999998,0.48378339999999997,0.52066100000000004,0.60653060000000003,0.4972007,0.54456830000000001,0.74166244000000003]
["1990-11-20",0.32481334000000001,0.32192975000000001,0.27087343000000003,0.3309338,0.34107905999999999,0.32372459999999997,0.30971369999999998,0.25863934,0.30781448,0.38114172000000002,0.30511725000000001,0.37388850000000001,0.11245653999999999]
["1990-11-21",7.4881499999999998E-3,1.8573148000000001E-2,6.7554609999999999E-3,0,2.0781723000000002E-3,5.3006749999999998E-2,2.4869453E-2,0,6.8220757000000002E-3,7.1264830000000001E-2,1.0842925E-2,8.9968673999999998E-2,7.4835810000000003E-2]
["1990-11-22",0,0,1.2621686E-2,0,0,3.147494E-2,1.1223792999999999E-2,0,0,2.1985826999999999E-2,8.6258029999999996E-3,3.6730208E-2,0]
["1990-11-23",0.15234837000000001,0.17004989000000001,0.13203532000000001,0.15311503000000001,0.16907285,0.16468930000000001,0.15364481999999999,0.11400989,0.14055429999999999,0.23659264999999999,0.14548884000000001,0.19424902999999999,0.12996867000000001]
["1990-11-24",0.10121173,7.6676174999999999E-2,9.5091869999999995E-2,1.6958161999999999E-2,4.0312883000000001E-2,9.9349370000000006E-2,9.5229454000000005E-2,8.3296259999999997E-2,8.5544519999999999E-2,7.2779654999999999E-2,0.10358471,0.11423223,0]
["1990-11-25",1.6743915000000002E-2,6.3171050000000006E-2,2.4667695E-2,0,2.1712411000000001E-2,6.4260520000000002E-2,8.1102856000000001E-2,0,0,9.9199350000000006E-2,5.0634410000000001E-3,0.11174994000000001,0.15612777]
["1990-11-26",0.26270243999999998,0.17159720000000001,0.2277334,0.25227695999999999,0.25729733999999999,0.21384172000000001,0.21423215000000001,0.19538227999999999,0.22568991999999999,0.18325633999999999,0.21991802999999999,0.21695339999999999,0.17470667000000001]
["1990-11-27",0.23584617999999999,0.27354582999999999,0.37217650000000002,0.16003076999999999,0.17483008,0.39597428000000001,0.32924340000000002,0.32332490000000003,0.2934389,0.32063924999999999,0.33571162999999998,0.37176973000000002,0.61114544000000004]
["1990-11-28",0.14220140000000001,0.16576753999999999,2.3722508999999999E-2,0.22716602999999999,0.20214426999999999,6.9907179999999999E-2,7.6843049999999996E-2,1.6952444000000001E-2,0.11281168499999999,0.26450544999999998,5.7845269999999997E-2,0.10983385,8.5050959999999995E-2]
["1990-11-29",0,0,0,0,0,0,0,0,0,0,0,0,1.1289679E-2]
["1990-11-30",0.34552553000000003,0.36116794000000002,0.23843697999999999,0.38046799999999997,0.39934182000000001,0.29800009999999999,0.30112684000000001,0.20990945,0.31108980000000003,0.43581465000000003,0.2737291,0.3592051,0.54642550000000001]
["1990-12-01",7.6853043999999995E-2,7.5646660000000004E-2,7.8313365999999995E-2,8.876423E-2,8.9932083999999995E-2,0.13406636999999999,6.9519689999999995E-2,6.3833706000000004E-2,7.4524750000000001E-2,0.1441907,7.2386679999999995E-2,0.13907050000000001,0.23295869999999999]
["1990-12-02",0.118669,0.21877216999999999,0.23128879999999999,0.13131033,0.124935016,0.31521326,0.20192967000000001,0.18709865000000001,0.21983285,0.31097979999999997,0.19035590999999999,0.28396650000000001,0.28650661999999999]
["1990-12-03",6.8901113999999999E-2,8.6470350000000001E-2,0.14204931000000001,5.6846213E-2,5.5793325999999997E-2,0.20405910999999999,9.795632E-2,0.100060366,9.7551613999999995E-2,0.15860197000000001,9.434563E-2,0.17165570999999999,0.37736723]
["1990-12-04",0,7.1160719999999997E-2,0,0,0,5.6719393E-2,8.1424676000000001E-2,0,0,0.12403463000000001,0,0.12064954,0.25634783999999999]
["1990-12-05",0,5.2392176999999998E-2,0,6.3963099999999997E-3,1.5845359999999999E-2,0,0,0,0,0.14684221,0,2.5926929000000001E-2,0.12729462999999999]
["1990-12-06",0,0,0,0,0,4.4554326999999998E-2,0,0,0,7.1872406E-2,0,8.3796486000000003E-2,0.15835288]
["1990-12-07",0.13954217999999999,0.13536537000000001,6.1059705999999998E-2,0.12915087,0.20546534999999999,8.5225395999999995E-2,0.15748043,0,4.7488157000000003E-2,0.14109911,9.1463916000000006E-2,0.19566852000000001,0]
["1990-12-08",9.4641260000000005E-2,7.1676989999999996E-2,3.8939208000000003E-2,0.100904785,0.11964453999999999,7.397898E-2,7.269842E-2,6.5249465000000006E-2,5.618857E-2,0.119897515,9.7558599999999995E-2,0.13816410000000001,6.0087950000000001E-2]
["1990-12-09",0.34352811999999999,0.35763509999999998,0.29848844000000002,0.37477907999999999,0.37324253000000002,0.34525109999999998,0.31630330000000001,0.25311178000000001,0.33989224000000001,0.42685489999999998,0.29827806000000001,0.35741803,0.54482900000000001]
["1990-12-10",9.6122689999999997E-2,0.14568919,8.1950609999999993E-2,0.14832600000000001,9.980704E-2,7.6542004999999996E-2,7.428999E-2,4.1964315000000002E-2,0.15234510000000001,0.21822027999999999,6.0559269999999998E-2,4.3995574000000003E-2,0.51861184999999999]
["1990-12-11",0.64996960000000004,0.63336086000000003,0.64642449999999996,0.66439645999999997,0.67894540000000003,0.68161720000000003,0.63938419999999996,0.6303531,0.63415849999999996,0.69386475999999997,0.66685729999999999,0.71448339999999999,0.76732254]
["1990-12-12",1.2530024,1.340325,1.3412489999999999,1.1755271,1.2214647999999999,1.3580669999999999,1.3332298,1.1632127000000001,1.3178736,1.3849893,1.2585945999999999,1.3283415000000001,1.4262393]
["1990-12-13",0.44958964000000001,0.42865205000000001,0.50143369999999998,0.3782778,0.42663714000000003,0.53088120000000005,0.50132202999999997,0.46899274000000002,0.44872645,0.44299129999999998,0.51341766,0.56761974000000004,0.31551667999999999]
["1990-12-14",0,0,0,2.3810726000000001E-2,1.4581426999999999E-2,0,0,0,0,8.8672996000000004E-2,0,1.1503599999999999E-2,0]
["1990-12-15",0.26485651999999998,0.28351322000000001,0.26265054999999998,0.28614452000000001,0.27732646,0.32731255999999997,0.2521911,0.2297631,0.27810259999999998,0.3621336,0.24452964999999999,0.30590079999999997,0]
["1990-12-16",0.27957082,0.32849768000000001,7.0290279999999997E-2,0.39432642000000001,0.35598069999999998,0.15422347,0.16554640000000001,4.9995128E-2,0.25011056999999998,0.47475250000000002,0.11665867000000001,0.18427941,0.1004144]
["1990-12-17",5.5549099999999997E-2,2.9822393999999999E-2,0.14190753,1.2899823499999999E-2,4.151266E-2,0.20213643000000001,0.14293098000000001,0.15077756,0.114797816,7.3139309999999999E-2,0.16646163,0.23489955000000001,0.23470482000000001]
["1990-12-18",0.19606264000000001,0.20193127,0.15766852000000001,0.20287827999999999,0.20645899000000001,0.27964433999999999,0.18177587000000001,0.14544371,0.1911814,0.34798166000000003,0.17417748,0.30714082999999998,0.24938031999999999]
["1990-12-19",0.13130096999999999,0.16920334000000001,0.17192507000000001,0.106298774,0.11048929,0.2229032,0.16579679,0.1221835,0.16403662999999999,0.23280400000000001,0.14599438000000001,0.21465997000000001,0.17278156]
["1990-12-20",0.36101902000000002,0.43514794000000001,0.41994235000000002,0.41597339999999999,0.39514821999999999,0.443554,0.37325301999999999,0.33325356,0.43263736000000003,0.55889856999999998,0.34364099999999997,0.35424754000000003,0.58593649999999997]
["1990-12-21",0,0,0,0,0,0,0,0,0,0,0,0,0.26686223999999997]
["1990-12-22",0.29264653000000002,0.21833706999999999,0.37769243000000002,0.17870857000000001,0.24978538,0.39866853000000002,0.36652045999999999,0.40695867000000002,0.27221134000000002,0.12322845,0.42453723999999998,0.46213794000000002,0]
["1990-12-23",0.70899915999999996,0.69069462999999998,0.81547539999999996,0.59049419999999997,0.65791359999999999,0.83986240000000001,0.77997165999999996,0.76479596000000005,0.73719670000000004,0.70293260000000002,0.79599743999999995,0.82538460000000002,0.80642809999999998]
["1990-12-24",0.11490159,3.5690192000000003E-2,8.4631639999999994E-2,6.9482219999999997E-2,0.14185165999999999,0.105999485,9.1645580000000004E-2,6.970005E-2,0.10392491500000001,6.8263420000000005E-2,9.0100600000000003E-2,0.11712988000000001,0.12746478999999999]
["1990-12-25",0,0,0,3.7881832999999997E-2,0,0,0,0,0,5.7521213000000002E-2,0,0,6.1145350000000001E-2]
["1990-12-26",0.56530130000000001,0.65695020000000004,0.73595809999999995,0.47859420000000003,0.50691944,0.71075089999999996,0.64195495999999996,0.61978730000000004,0.70021873999999995,0.65867083999999998,0.62750810000000001,0.60817915,1.0678467]
["1990-12-27",0.45918140000000002,0.53324669999999996,0.46810355999999997,0.44439023999999999,0.47225739999999999,0.48322576,0.53515040000000003,0.33983006999999998,0.44594285,0.58863354000000001,0.45193955000000002,0.55828239999999996,0.81087750000000003]
["1990-12-28",0.5367961,0.60629739999999999,0.64683234999999994,0.5241247,0.51079870000000005,0.64137809999999995,0.57334790000000002,0.54536485999999995,0.61522955000000001,0.65848739999999994,0.55330162999999999,0.54518869999999997,0.90561179999999997]
["1990-12-29",0.47431069999999997,0.40862801999999998,0.36043468000000001,0.57172420000000002,0.60326449999999998,0.41393163999999999,0.40596496999999998,0.38773999999999997,0.40008630000000001,0.45530219999999999,0.43803524999999999,0.49214535999999998,0.35655685999999998]
["1990-12-30",0.47443210000000002,0.48096250000000002,0.48146559999999999,0.39912700000000001,0.4822573,0.55029649999999997,0.55585470000000003,0.38390436999999999,0.42484495,0.53419459999999996,0.49256304000000001,0.64662810000000004,0.6938512]
["1990-12-31",5.3392259999999997E-2,5.9742745E-2,9.1741959999999997E-2,3.337101E-2,4.5936650000000002E-2,9.501867E-2,7.6463290000000003E-2,5.7140957999999999E-2,6.5748520000000005E-2,6.9456970000000007E-2,7.3531589999999994E-2,9.0064640000000001E-2,0.22105168]
["1991-01-01",1.1698643,1.2032357,1.3023686000000001,1.0841856999999999,1.1415903999999999,1.3244638,1.2526151999999999,1.1814834999999999,1.2084185999999999,1.2554818000000001,1.2355605000000001,1.2852653999999999,1.3863033]
["1991-01-02",0,0,0,0,0,0,0,0,0,0,0,0,0]
["1991-01-03",0.42561890000000002,0.39528906000000003,0.42836585999999999,0.39318399999999998,0.42766979999999999,0.47717989999999999,0.44341894999999998,0.42249979999999998,0.40156217999999999,0.43424156000000003,0.46508549999999999,0.5275398,0.47942665000000001]
["1991-01-04",0.75535129999999995,0.71917350000000002,0.79193939999999996,0.68222039999999995,0.75809720000000003,0.86025560000000001,0.79697260000000003,0.72958845000000005,0.72793319999999995,0.76489989999999997,0.79110769999999997,0.89046879999999995,0.89151650000000005]
["1991-01-05",0,0,0,0,0,0,0,0,0,0,0,0,0]
["1991-01-06",1.7184215,1.7232409,1.6030340000000001,1.6850075,1.760473,1.6699629,1.6984520000000001,1.5094329,1.6747646,1.7850306,1.6579915999999999,1.7521180000000001,1.5379332999999999]
["1991-01-07",0.57321679999999997,0.5224837,0.52678550000000002,0.4810413,0.60393920000000001,0.55857500000000004,0.64170824999999998,0.47158319999999998,0.46683434000000001,0.50259540000000003,0.60393775000000005,0.72657680000000002,0.20573103000000001]
["1991-01-08",0.97052729999999998,0.95024620000000004,1.0930709999999999,0.8302754,0.88358720000000002,1.0900662999999999,1.0320446000000001,0.96913649999999996,0.99821930000000003,0.957839,1.0006212999999999,1.0112342000000001,1.2414890000000001]
["1991-01-09",1.2091238,1.2753268,1.2048558,1.2304094000000001,1.2285138,1.2251736,1.1962234,1.0963455,1.2500939,1.3580189,1.1633064,1.1832324999999999,1.4460872]
["1991-01-10",0.87796730000000001,0.8396593,1.023569,0.68718179999999995,0.78216450000000004,1.0414646999999999,1.0004613,1.0017087,0.90868760000000004,0.82320740000000003,1.0502069999999999,1.0843830999999999,0.70746640000000005]
["1991-01-11",0.3552148,0.35305586,0.23418050000000001,0.42943313999999999,0.44059345,0.27304650000000003,0.28973165000000001,0.18948403999999999,0.29893774000000001,0.41711759999999998,0.25490610000000002,0.32002589999999997,0.45521410000000001]
["1991-01-12",9.2695749999999993E-2,0.12954038000000001,7.6127319999999998E-2,0.10653821400000001,0.10334852,0.12929286000000001,0.11000568400000001,9.0666099999999993E-3,9.0687539999999997E-2,0.20653621999999999,6.0208492000000002E-2,0.14699297,5.8689468000000002E-2]
["1991-01-13",0.17860745,0.24293149999999999,6.7927234000000003E-2,0.19533679000000001,0.2193205,0.15803800000000001,0.20712987999999999,0,0.13066420000000001,0.32991618,8.4177829999999995E-2,0.25862846,3.2820080000000001E-2]
["1991-01-14",0.43351205999999998,0.49808819999999998,0.18634713999999999,0.52068040000000004,0.54271190000000002,0.2470252,0.36233463999999999,0.10248512999999999,0.34324598000000001,0.58533937000000003,0.24863255000000001,0.36665666000000002,0.20508124]
["1991-01-15",0.37798946999999999,0.47647329999999999,0.18323130000000001,0.46982315000000002,0.48105755,0.28394645000000002,0.35926606999999999,4.6212226000000002E-2,0.29579976000000002,0.60685175999999996,0.20762758000000001,0.40532576999999997,0.62289064999999999]
["1991-01-16",0.14833291000000001,0.20401063999999999,5.0678915999999997E-2,0.18112384000000001,0.21738592000000001,0.15304935,0.17557600000000001,0,6.5690789999999999E-2,0.30858940000000001,6.2066940000000001E-2,0.25687754000000002,0.28044677000000001]
["1991-01-17",0,0,0,0,0,0,0,0,0,0,0,0,0]
["1991-01-18",0.21084347000000001,0.20849119999999999,0,0.33901189999999998,0.32926552999999997,1.7848345000000002E-2,7.5414599999999998E-2,0,0.13027412999999999,0.27188283000000002,5.1671120000000001E-2,7.4326199999999995E-2,0]
["1991-01-19",0,6.3598104000000003E-2,0,0,2.0549959E-2,2.9754684999999999E-2,9.8905616000000002E-2,0,0,0.11868998,0,0.14943057000000001,0.17408850000000001]
["1991-01-20",0,0,0,0,0,0,0,0,0,0,0,0,0.25783719999999999]
["1991-01-21",7.1872614000000001E-2,0.124972716,9.661662E-2,1.8120246E-2,7.051723E-2,0.10300989000000001,0.16337866000000001,0,5.5550679999999998E-2,0.122826,6.1258885999999999E-2,0.15757804,0.34930116]
["1991-01-22",0.23475874999999999,0.23141814999999999,0.26656960000000002,0.36155048000000001,0.27061160000000001,0.22574140000000001,0.19905413999999999,0.18479702000000001,0.2162327,0.29716825000000002,0.21026808,0.24977036999999999,0.24155652999999999]
["1991-01-23",2.191626E-2,0,0.10957221,2.2611263999999999E-2,3.6765195000000001E-2,0.12087192400000001,1.2012976E-2,0.110069714,1.6266276000000001E-3,0.118458085,0.13016203000000001,0.24474551999999999,0.16685612]
["1991-01-24",0.2681829,0.24939565,0.24671911999999999,0.11634388,0.14902352999999999,0.35256140000000002,0.27745908000000002,0.25835016,0.26372269999999998,0.30008550000000001,0.29018196000000002,0.38176310000000002,0.10799838]
["1991-01-25",0.1659361,0.15434338,5.7934538000000001E-2,0.15445629999999999,6.067268E-2,0.14518955,6.6221334000000007E-2,6.6350160000000005E-2,0.15847697999999999,0.25279625999999999,7.9792559999999998E-2,0.16550419,9.7162879999999993E-2]
["1991-01-26",0,0,3.7747904999999998E-2,6.5647639999999993E-2,8.3912230000000004E-2,6.8372440000000007E-2,2.2159735E-2,2.8751496000000001E-2,2.9503680000000001E-3,4.2278217000000003E-3,3.4098160000000002E-2,7.0738839999999997E-2,0.21861205]
["1991-01-27",0.13300228,0.26721709999999999,8.0894960000000002E-2,0.18593973999999999,0.15944009000000001,0.23171453,0.19221075000000001,6.41211E-2,0.24085033,0.36771290000000001,8.0839194000000003E-2,0.12605841000000001,0.21321841999999999]
["1991-01-28",0.31945055999999999,0.28589585000000001,0.19777644,0.26492399999999999,0.27022570000000001,0.27046492999999999,0.2526119,0.22549847000000001,0.26448250000000001,0.35660458,0.26636886999999998,0.34136766000000002,6.3926055999999995E-2]
["1991-01-29",0.18295093000000001,0.17733802000000001,0.19037153000000001,0.18021794999999999,0.18790519999999999,0.28103080000000003,0.1828842,0.17755282999999999,0.18216598000000001,0.27620336000000001,0.18717913,0.27901396000000001,0.24653663000000001]
["1991-01-30",0.19447144999999999,0.17910794999999999,0.19292271,0.16374649999999999,0.18476561999999999,0.29919206999999998,0.20104958000000001,0.19432153999999999,0.19126348000000001,0.28359679999999998,0.21063261999999999,0.31289917,9.5137685999999999E-2]
["1991-01-31",0.24850554999999999,0.22807730000000001,0.26595286000000001,0.20680425999999999,0.23416519999999999,0.32695025,0.26850668,0.26356083000000002,0.24610821999999999,0.29111847000000002,0.28449180000000002,0.34633204000000001,0.32753060000000001]
["1991-02-01",0.10076368600000001,9.7171344000000007E-2,0.122304626,6.3885549999999999E-2,8.909425E-2,0.13571192000000001,0.12843317000000001,0.10151043,0.10078666999999999,9.9843755000000006E-2,0.12599801999999999,0.16054071,0.14300457999999999]
["1991-02-02",0.1700728,0.1601901,0.11133621,0.18683176000000001,0.20257032,0.18107776,0.14423436000000001,0.10885436,0.13839989999999999,0.22662180000000001,0.13830756,0.2177106,7.8687930000000003E-2]
["1991-02-03",0.13318007000000001,0.14907327000000001,8.4187390000000001E-2,0.14098640000000001,0.1591912,0.15043923000000001,0.12257618000000001,6.5682219999999999E-2,0.109306,0.25134974999999998,9.9907659999999995E-2,0.19136478000000001,0.22365070000000001]
["1991-02-04",0.16782870999999999,0.16265942,0.15756285,0.15685736,0.17581283,0.21385336999999999,0.17030451999999999,0.14612776,0.15499702000000001,0.20870042999999999,0.16874239999999999,0.23070903000000001,0.29858318]
["1991-02-05",0.38804040000000001,0.39274815000000002,0.30989367000000001,0.42547289999999999,0.43107079999999998,0.36101361999999998,0.35004854000000002,0.28920367000000002,0.36056510000000003,0.47079729999999997,0.33899516000000002,0.40083145999999997,0.43721824999999997]
["1991-02-06",0.43365683999999999,0.43437295999999997,0.35389534,0.46292393999999998,0.47220810000000002,0.37671375000000001,0.39556730000000001,0.33154361999999998,0.41063326999999999,0.47596129999999998,0.38869007999999999,0.41596884000000001,0.38757419999999998]
["1991-02-07",0.31782465999999998,0.35971975,0.40223196,0.32037342000000002,0.30974469999999998,0.40985325,0.34538375999999998,0.33771430000000002,0.36385400000000001,0.47244113999999998,0.34309518,0.35725990000000002,0.77190924000000005]
["1991-02-08",0,0,2.1958199999999998E-3,1.0360243999999999E-2,1.5080161999999999E-2,0,0,0,0,3.7310977000000002E-2,0,0,0.27204426999999998]
["1991-02-09",0.19750777999999999,0.2343556,0.21833520000000001,0.21133165000000001,0.19907633999999999,0.23128747999999999,0.20342516999999999,0.17797173999999999,0.22167748000000001,0.28926940000000001,0.19327997999999999,0.20694650000000001,0.31098150000000002]
["1991-02-10",0.32841652999999998,0.34309613999999999,0.2628779,0.43856119999999998,0.4327318,0.32265490000000002,0.29003551999999999,0.25206529999999999,0.32947204000000002,0.43887424000000003,0.28574386000000002,0.33490488000000002,0.19212472]
["1991-02-11",0.17073812999999999,0.20567167,0.35111334999999999,3.7619359999999998E-2,9.0733720000000004E-2,0.3159614,0.32093670000000002,0.25129548000000002,0.22736402,0.18042237999999999,0.2962071,0.31833990000000001,0.52091204999999996]
["1991-02-12",0.34297374000000003,0.37335306000000001,0.2849737,0.34692296,0.36939179999999999,0.35791519999999999,0.33113684999999998,0.25022218000000002,0.32198613999999998,0.44095220000000002,0.29721915999999998,0.38802847000000001,0.28395809999999999]
["1991-02-13",6.2069375000000003E-2,3.2494734999999997E-2,5.1606833999999997E-2,5.6619219999999998E-2,7.3842909999999998E-2,3.2037783E-2,6.9402000000000005E-2,5.6593379999999999E-2,3.4021019999999999E-2,2.3431393999999999E-3,8.2721665999999999E-2,8.9558299999999993E-2,0]
["1991-02-14",0.35398151999999999,0.39358377,0.35229270000000001,0.36217356000000001,0.36309108000000001,0.40548040000000002,0.37600359999999999,0.28449604000000001,0.35850609999999999,0.46951979999999999,0.33570263,0.42720404000000001,0.46611845000000002]
["1991-02-15",0,0,0,0,0,0,0,0,0,0,0,0,0]
["1991-02-16",0.46309899999999998,0.49970843999999998,0.48050076000000003,0.38663256000000001,0.45949820000000002,0.50743055000000004,0.57529509999999995,0.34377632000000002,0.42450404000000003,0.5034168,0.47327316000000003,0.60676189999999997,0.51059805999999996]
["1991-02-17",0.33506350000000001,0.31478040000000002,0.30591970000000002,0.31683529999999999,0.35433036000000001,0.34930129999999998,0.34635250000000001,0.28887639999999998,0.29751643999999999,0.35665827999999999,0.33979759999999998,0.40743407999999998,0.22830945]
["1991-02-18",0.33843220000000002,0.31267660000000003,0.26559465999999998,0.32111203999999999,0.40227059999999998,0.28534788,0.32861911999999999,0.24532071999999999,0.26232460000000002,0.30698755,0.30698836000000002,0.37029877,0.17999370000000001]
["1991-02-19",0.31040230000000002,0.35657244999999999,0.29509996999999999,0.26136228,0.33317910000000001,0.34921739000000002,0.38990956999999998,0.16964428000000001,0.25685560000000002,0.39338472000000002,0.27893456999999999,0.42488094999999998,0.58420280000000002]
["1991-02-20",0.2461882,0.30994435999999997,0.22949976,0.30160376,0.26816024999999999,0.22125197999999999,0.20866456999999999,0.164327,0.28239924,0.37002309999999999,0.17602979999999999,0.15295763000000001,0.53202366999999995]
["1991-02-21",0.10215813999999999,0.20517379999999999,1.6901920000000001E-2,0.12644917999999999,0.13731302000000001,2.433743E-2,5.8308546000000003E-2,4.7441322000000001E-2,0.19036297999999999,0.21453630000000001,8.2329739999999998E-2,8.8493359999999993E-2,0]
["1991-02-22",1.1487383,1.215357,1.3361567999999999,1.1282371,1.1332835999999999,1.2946272999999999,1.208639,1.1654283999999999,1.2380956000000001,1.2482918999999999,1.1800911000000001,1.1535333000000001,2.0140083]
["1991-02-23",0.10109315000000001,8.3447166000000003E-2,4.2903523999999998E-2,8.4850339999999996E-2,0.11280458,3.9440937000000002E-2,8.0070130000000003E-2,5.6998282999999997E-2,7.9863735000000005E-2,6.0125638000000002E-2,9.0225293999999998E-2,8.0784510000000004E-2,0]
["1991-02-24",1.1634808999999999,1.2079726,1.1426955000000001,1.1514139000000001,1.169457,1.1926785,1.1508697000000001,1.0801525000000001,1.1900324,1.2964267,1.1339602,1.1783296000000001,1.2191265]
["1991-02-25",0.38017136000000001,0.42632249999999999,0.46716829999999998,0.34184631999999998,0.3495142,0.48178409999999999,0.44783065,0.38923920000000001,0.41327849999999999,0.44790074000000002,0.41326264000000001,0.45257510000000001,0.61221570000000003]
["1991-02-26",0.29269825999999999,0.30185103000000002,0.2235579,0.33912083999999998,0.32822043000000001,0.21563950000000001,0.25215504,0.22643383,0.27388175999999997,0.32231652999999999,0.2495387,0.24153373,0]
["1991-02-27",0.30795159999999999,0.31681636000000002,9.4752829999999996E-2,0.33134069999999999,0.32284154999999998,0.11780394,0.29512480000000002,8.2183740000000005E-2,0.30894864,0.3461554,8.3810079999999995E-2,0.10804534,4.3220705999999998E-2]
["1991-02-28",0.40563900000000003,0.40730097999999998,0.41494629999999999,0.40002355000000001,0.4176494,0.45239343999999998,0.4206358,0.37846940000000001,0.39657910000000002,0.44590679999999999,0.40446989999999999,0.46081074999999999,0.36034660000000002]
["1991-03-01",0.37856047999999998,0.37685728000000002,0.37354559999999998,0.38711050000000002,0.40667935999999999,0.40990199999999999,0.38019167999999998,0.35456114999999999,0.35554322999999999,0.40421595999999999,0.37617647999999998,0.43131765999999999,0.37511715000000001]
["1991-03-02",0.40170030000000001,0.45332485,0.43459495999999997,0.44533709999999999,0.41585675,0.4383493,0.39858865999999998,0.37459734,0.43442619999999998,0.52185769999999998,0.38106142999999998,0.37916547,0.64620995999999997]
["1991-03-03",0.79594100000000001,0.87169090000000005,0.92211010000000004,0.71217580000000003,0.77147719999999997,0.88168250000000004,0.94113080000000005,0.75992280000000001,0.80998420000000004,0.85060400000000003,0.85486609999999996,0.90220370000000005,0.88440090000000005]
["1991-03-04",0.58432530000000005,0.57626739999999999,0.59536743000000003,0.77211470000000004,0.782084,0.61991949999999996,0.57376415000000003,0.55841390000000002,0.58023369999999996,0.62323119999999999,0.58300039999999997,0.61217253999999999,0.60859779999999997]
["1991-03-05",0.16386490000000001,0.16458395000000001,0.22808924,0.35909616999999999,0.37334593999999999,0.24252883,0.20207468000000001,0.21232429999999999,0.18297197000000001,0.17912533999999999,0.21337597,0.23403002000000001,0.41167049999999999]
["1991-03-06",0.82548900000000003,0.82810134000000002,0.69985145000000004,0.87908920000000002,0.89978599999999997,0.75875409999999999,0.75943839999999996,0.68607247000000005,0.77361690000000005,0.89576670000000003,0.73680630000000003,0.79733085999999997,0.46383825000000001]
["1991-03-07",1.0045546999999999,0.98353210000000002,0.91954159999999996,0.98796050000000002,1.0557922,0.96351149999999997,1.0044166999999999,0.877332,0.93776369999999998,0.99450090000000002,0.96931849999999997,1.0539712000000001,0.67295450000000001]
["1991-03-08",1.3913428000000001,1.3468336999999999,1.3221447,1.2908687999999999,1.4209327,1.3420331000000001,1.4402436999999999,1.2486128000000001,1.3080567000000001,1.320411,1.3869035000000001,1.4665048999999999,0.70195540000000001]
["1991-03-09",0.78578760000000003,0.84464450000000002,0.87985029999999997,0.74443804999999996,0.74980469999999999,0.88056140000000005,0.83982429999999997,0.81023500000000004,0.84234900000000001,0.87468179999999995,0.82822059999999997,0.83100989999999997,0.8943101]
["1991-03-10",0.52092797000000002,0.53939099999999995,0.58202609999999999,0.49541885000000002,0.50618976000000004,0.57253485999999998,0.55105459999999995,0.54997929999999995,0.54706823999999998,0.54965799999999998,0.56073015999999998,0.55693420000000005,0.81911270000000003]
["1991-03-11",0.15735336999999999,0.44965759999999999,0.22006139999999999,0.14878701999999999,0.13953772,0.23047988,0.18639283000000001,0.19243546,0.19115009999999999,0.46941474,0.18508324000000001,0.19216846000000001,0.56574917000000002]
["1991-03-12",0.50348853999999998,0.50433779999999995,0.46884155,0.53787017000000004,0.53121023999999994,0.47383565,0.47567046000000002,0.4645804,0.49224543999999998,0.53672850000000005,0.47714299999999998,0.48193819999999998,0.49543114999999999]
["1991-03-13",1.2922606000000001,1.4058183,1.2054244999999999,1.2495795000000001,1.3667115000000001,1.2576377000000001,1.3958585999999999,0.9943708,1.2031502000000001,1.4457176,1.1957297,1.3731032999999999,1.2201344999999999]
["1991-03-14",0.9000049,0.97689879999999996,0.88665490000000002,0.91517309999999996,0.92281970000000002,0.93196480000000004,0.90810789999999997,0.8040583,0.91281040000000002,1.0566983999999999,0.85103059999999997,0.9069798,1.0258240999999999]
["1991-03-15",0.89554199999999995,0.90678970000000003,0.99908399999999997,0.86008490000000004,0.87452529999999995,1.032556,0.94397889999999995,0.9478415,0.92802629999999997,0.97307849999999996,0.95988470000000004,1.0026567,0.96235360000000003]
["1991-03-16",0.59153370000000005,0.63126079999999996,0.587642,0.62886299999999995,0.61499479999999995,0.57120656999999997,0.5710499,0.53285384000000002,0.60828304,0.64964259999999996,0.54681060000000004,0.52856460000000005,0.61712129999999998]
["1991-03-17",0.82934929999999996,0.89965419999999996,0.83421725000000002,0.86643990000000004,0.84217220000000004,0.86385129999999999,0.81832380000000005,0.77741384999999996,0.86465979999999998,0.98613989999999996,0.79682450000000005,0.82187549999999998,0.97983140000000002]
["1991-03-18",1.2720001999999999,1.3782865,1.2270755,1.3441726000000001,1.3398622,1.2147635999999999,1.2431473,1.0746382000000001,1.2858666999999999,1.4273773000000001,1.1466320999999999,1.1482072999999999,1.1808637]
["1991-03-19",0.52895139999999996,0.61240329999999998,0.68566625999999997,0.50828010000000001,0.49947535999999998,0.62930304000000004,0.58480120000000002,0.55317430000000001,0.62014970000000003,0.60807290000000003,0.54256389999999999,0.49823479999999998,1.2922013999999999]
["1991-03-20",0.56997836000000002,0.85840919999999998,0.68867356000000002,0.78275572999999998,0.77617400000000003,0.67669575999999998,0.61292630000000003,0.60187279999999999,0.87048199999999998,0.88635549999999996,0.60123219999999999,0.59442740000000005,1.3708206000000001]
["1991-03-21",1.1080429999999999,1.2430502999999999,1.3960363,0.99082499999999996,0.98770860000000005,1.3681535,1.2927165,1.2226378,1.2605019,1.3022046,1.2422872,1.249322,1.7758849999999999]
["1991-03-22",0.9843132,0.98257479999999997,0.9379729,0.9787418,1.0330257,0.93977180000000005,0.99575829999999999,0.88178129999999999,0.93069559999999996,0.96644030000000003,0.95923389999999997,1.0060232,0.8561088]
["1991-03-23",0.81552460000000004,0.85068869999999996,0.90233560000000002,0.76734274999999996,0.79497960000000001,0.88571710000000003,0.8944221,0.82817640000000003,0.83553960000000005,0.85036440000000002,0.87143219999999999,0.88956109999999999,1.0806268000000001]
["1991-03-24",0.72200304000000004,0.7406218,0.76452920000000002,0.68579129999999999,0.71222790000000002,0.74611380000000005,0.76411985999999998,0.74173820000000001,0.72972179999999998,0.73272245999999996,0.77866139999999995,0.77744780000000002,0.68795156000000002]
["1991-03-25",1.6015064999999999,1.6204813,1.7252921999999999,1.4217861000000001,1.5464925,1.6741683000000001,1.7734607,1.6101049000000001,1.6036667,1.5566298000000001,1.7434764,1.7626417999999999,1.5304249999999999]
["1991-03-26",1.3486235,1.3520612999999999,1.3466842999999999,1.3588922999999999,1.3748966,1.3697402000000001,1.3308225,1.2924549999999999,1.35537,1.4165760999999999,1.3430192000000001,1.3651249999999999,1.4754293999999999]
["1991-03-27",2.0144267,2.0682762000000001,1.927368,1.9548909999999999,2.0638806999999999,1.9182657999999999,2.1053321,1.7508526,1.9429334,2.0639903999999998,1.9700755999999999,2.05484,1.6385249]
["1991-03-28",1.1032801000000001,1.0404857000000001,1.2942507999999999,0.90746870000000002,1.0143424000000001,1.2674321,1.2764134,1.2818335999999999,1.1084118000000001,0.98317259999999995,1.3380848999999999,1.3611913,1.0493912999999999]
["1991-03-29",1.7692753999999999,1.7844507000000001,1.714904,1.6626780999999999,1.7969466000000001,1.7734471999999999,1.8273638000000001,1.6244411000000001,1.7101006999999999,1.7633395999999999,1.7607486999999999,1.8611506,1.3143674999999999]
["1991-03-30",1.4758267,1.534721,1.4748387000000001,1.410482,1.4874385999999999,1.5187633,1.5648964999999999,1.3486172999999999,1.4525701,1.5714682,1.4738842999999999,1.5772740999999999,1.3772546999999999]
["1991-03-31",0.9074567,0.84450979999999998,0.89048389999999999,0.87845359999999995,0.92900300000000002,0.88266389999999995,0.92361709999999997,0.90891040000000001,0.85138950000000002,0.81311135999999995,0.95421619999999996,0.9785507,0.57308453000000004]
["1991-04-01",0.87581779999999998,1.0217896,1.0508109999999999,0.8664809,0.82103103,1.0135205,0.94160750000000004,0.90700420000000004,1.0157478,1.0814379999999999,0.90139930000000001,0.86239730000000003,1.4464349000000001]
["1991-04-02",0.40884438000000001,0.63047439999999999,0.65066360000000001,0.41713306,0.43730964999999999,0.62045499999999998,0.63230973000000001,0.61858385999999999,0.63771460000000002,0.61830169999999995,0.64600239999999998,0.62280389999999997,0.79501710000000003]
["1991-04-03",1.7531782,1.8972640000000001,1.8748156,1.6740425000000001,1.733025,1.811558,1.896963,1.6546729,1.8099394,1.8865958,1.7770432,1.7780678000000001,2.2723550000000001]
["1991-04-04",1.3813785000000001,1.3336840999999999,1.4405741999999999,1.310754,1.3786381000000001,1.422247,1.4183477,1.3972724999999999,1.3722589000000001,1.3207485999999999,1.4545988000000001,1.4486315000000001,1.2764203999999999]
["1991-04-05",1.4930041999999999,1.4923074000000001,1.5210988999999999,1.4648781,1.5076151,1.5208105000000001,1.5050842,1.4532678999999999,1.4976054000000001,1.5144241000000001,1.5117172000000001,1.5187598,1.5739548000000001]
["1991-04-06",1.0478776999999999,1.1292789999999999,1.1113514,1.0346876,1.0357687,1.0708449,1.0846153000000001,1.0148874999999999,1.1043906999999999,1.1431813,1.0562022,1.0235486,1.244119]
["1991-04-07",2.1356000000000002,2.1442087000000001,2.1963701000000002,2.0768602,2.1530075000000002,2.1763313000000002,2.1941986,2.0733616000000001,2.1325910000000001,2.148193,2.1740572,2.1876601999999998,2.2167032]
["1991-04-08",2.0413899999999998,2.0560070000000001,1.9122725,2.0615299999999999,2.1246103999999999,1.9505033000000001,1.9937853999999999,1.8254024,1.9887782000000001,2.0876465,1.9408099999999999,1.9868440000000001,1.677095]
["1991-04-09",1.3857732,1.5815588,1.4566724,1.4784803,1.4206015999999999,1.3874419,1.4065577,1.256283,1.4754259999999999,1.6112067999999999,1.2871429999999999,1.2253338,1.4866279]
["1991-04-10",1.804656,1.7937886000000001,1.791194,1.7241548,1.8267234999999999,1.7816802,1.8593788,1.7125486000000001,1.7568577999999999,1.7444168,1.8187580000000001,1.8482776000000001,1.553725]
["1991-04-11",2.6668691999999998,2.8474306999999999,2.6459057000000001,2.6543483999999999,2.7058995000000001,2.7101023,2.7060279999999999,2.3915090000000001,2.7177750000000001,2.9670844000000001,2.5259843000000002,2.6124527,3.0208979999999999]
["1991-04-12",2.4602300000000001,2.5808008,2.4081986,2.4526327000000001,2.5296124999999998,2.4568436,2.5094063000000002,2.1988639999999999,2.4364880000000002,2.6228899999999999,2.3421698000000002,2.4426458000000002,2.3520287999999998]
["1991-04-13",2.9259876999999999,2.9066421999999998,2.7957919000000002,2.7519865000000001,2.9208962999999999,2.8358249999999998,2.9996687999999998,2.7534192000000002,2.8473394000000001,2.8640964000000002,2.9640054999999998,3.0326846000000001,1.591048]
["1991-04-14",1.9332191999999999,1.8534657999999999,2.3754244,1.5791866000000001,1.7482632,2.3164475000000002,2.2342621999999999,2.2995236000000001,2.0140585999999998,1.7696774,2.3372586000000002,2.3378562999999999,2.1802692000000001]
["1991-04-15",2.1176018999999999,1.9134936,2.1722380000000001,1.8976557999999999,2.1169639,2.1556427,2.2427730000000001,2.1937275000000001,1.9821645999999999,1.7770003999999999,2.32307,2.3675373,1.2693635999999999]
["1991-04-16",2.0463507000000001,2.0040092,2.0270853,2.0354527999999998,2.0934026000000001,2.0206485000000001,2.0567745999999998,1.9925092,1.9993888,2.0454596999999999,2.0956345000000001,2.1140769000000001,1.8042084]
["1991-04-17",1.874125,1.8658588,1.8873038,1.7913946000000001,1.8754386000000001,1.872339,1.92964,1.8349692,1.8574442,1.8688842000000001,1.9432693000000001,1.9519358,2.0129074999999998]
["1991-04-18",1.3265828,1.325634,1.358419,1.2767961000000001,1.3098391,1.3966569,1.3673472,1.3500751,1.3330884999999999,1.4061923000000001,1.4035172,1.4584798000000001,1.3594735]
["1991-04-19",1.2369342999999999,1.2855752,1.2967386999999999,1.2929997,1.2867373,1.2248117999999999,1.2554494,1.2116511999999999,1.2446250000000001,1.2900501,1.2511414999999999,1.2103489999999999,1.4106619]
["1991-04-20",1.7634676,1.7544805999999999,1.7410608999999999,1.7236388,1.800664,1.7149764999999999,1.7943264999999999,1.6790822000000001,1.7240515999999999,1.7308154,1.7849200000000001,1.792794,1.7215368]
["1991-04-21",1.4374609,1.4420634999999999,1.4787208999999999,1.3446828,1.4136081,1.4712696999999999,1.4942069,1.4268308000000001,1.4491111000000001,1.4161352,1.4957308,1.4938944999999999,1.5295586999999999]
["1991-04-22",2.2404510000000002,2.2505872,2.4318943000000002,2.1041183000000001,2.2076063000000001,2.4087242999999998,2.4001416999999998,2.2844350000000002,2.2655354000000001,2.2092532999999999,2.3716542999999999,2.4083779999999999,2.3057387]
["1991-04-23",1.8581068999999999,2.0088737000000001,1.6900523999999999,1.9616013000000001,1.9259412,1.7755582000000001,1.7742414,1.6024461999999999,1.8841490000000001,2.1471032999999999,1.6916819999999999,1.7637756,1.9915783]
["1991-04-24",1.1998453,1.1510125,1.457762,0.97291260000000002,1.0739676,1.4639880999999999,1.3943881,1.4484575,1.2425641000000001,1.1099283,1.4619186,1.4994286999999999,1.5023917]
["1991-04-25",2.1364244999999999,2.2579777000000001,2.3051621999999998,2.0940812000000002,2.1133456000000002,2.2775183000000001,2.216631,2.0834465,2.2413085000000001,2.2716873,2.1280274000000001,2.1252768,2.5651069]
["1991-04-26",2.4961723999999998,2.5280657,2.3397462,2.5236627999999999,2.6003916,2.3220255000000001,2.4640206999999998,2.2458412999999999,2.4253783000000002,2.4987707000000001,2.3914132000000001,2.3940901999999999,2.2709584]
["1991-04-27",2.1503675000000002,2.1677241,2.089267,2.1231618000000001,2.2133946,2.0145434999999998,2.1803051999999998,2.0113970999999999,2.0924706,2.0827629999999999,2.1362595999999998,2.1029589999999998,2.2723464999999998]
["1991-04-28",2.4609480000000001,2.5379999999999998,2.4312450000000001,2.4365972999999999,2.5143702000000001,2.4011695,2.5278459,2.2792026999999999,2.4383146999999998,2.5110507000000002,2.4188651999999999,2.4282900000000001,2.3908326999999998]
["1991-04-29",1.0464646,1.12751,1.1475869999999999,1.0250214,1.0042047999999999,1.1418086999999999,1.0959319999999999,1.08561,1.1260585000000001,1.1797521,1.0982434000000001,1.0934618,1.2818806]
["1991-04-30",0.18866674999999999,0.25164992000000003,0.51187629999999995,2.5852052E-2,5.6200159999999999E-2,0.44229039999999997,0.37101542999999998,0.42021275000000002,0.31720137999999998,0.51077216999999997,0.38724265000000002,0.34505817,1.0738027000000001]
["1991-05-01",1.1723288000000001,1.1309899000000001,1.1821518,1.110409,1.1629362999999999,1.1666962000000001,1.1997259,1.2105543999999999,1.1519988999999999,1.1288232,1.2679362000000001,1.2631493,1.0682917999999999]
["1991-05-02",1.4722497000000001,1.3709671000000001,1.6966648,1.2606904999999999,1.3949661,1.6391404999999999,1.6386305000000001,1.6738960000000001,1.4677496999999999,1.2599625999999999,1.7162066,1.7024049000000001,1.2123373]
["1991-05-03",1.9810741999999999,1.9963976000000001,2.3236723000000001,1.7559851,1.8475973999999999,2.2863327999999998,2.2027839999999999,2.2027671,2.0854952,1.9708194000000001,2.2356155000000002,2.2444768000000002,2.2357938000000002]
["1991-05-04",1.786465,1.7348386,1.9735267999999999,1.6088471,1.7234592,1.91547,1.9289514000000001,1.9064426000000001,1.8037368,1.654061,1.961079,1.9320344,1.8186195999999999]
["1991-05-05",1.0340233999999999,0.98112969999999999,1.2615320000000001,0.9417162,1.0022057,1.1961461,1.1558013,1.2231540000000001,1.0451322000000001,0.9273091,1.2270958000000001,1.2070609999999999,1.2040375000000001]
["1991-05-06",1.6961704,1.6954798,1.9124144000000001,1.5915098999999999,1.6463639000000001,1.9017584000000001,1.816846,1.8220938,1.7505724,1.6950118999999999,1.8454212000000001,1.8659602,2.1440359999999998]
["1991-05-07",1.0890434,1.0943191999999999,1.2478880999999999,1.0365268000000001,1.0575542,1.2335240999999999,1.1657968999999999,1.1864178000000001,1.1270566,1.1043590999999999,1.1844692000000001,1.1994004,1.5425504000000001]
["1991-05-08",1.7879727999999999,1.9508335999999999,1.9839104000000001,1.7687295999999999,1.7414212,1.9283448000000001,1.8736117999999999,1.8078780000000001,1.9305196,1.9724413999999999,1.8197124,1.7704618000000001,2.8428724000000001]
["1991-05-09",2.7786653000000001,2.8639565,2.7541820000000001,2.7394661999999999,2.8131027,2.7355603999999998,2.8285140000000002,2.6196345999999999,2.7784206999999999,2.7989160000000002,2.7434894999999999,2.7392318000000002,2.6907095999999999]
["1991-05-10",2.8899336,3.0308130000000002,2.7155649999999998,2.9926789999999999,2.9958369999999999,2.7978825999999999,2.8208847000000001,2.5870807,2.8870273000000002,3.1097527,2.7082316999999998,2.7708046,2.8663845000000001]
["1991-05-11",1.8432606,1.9393208,1.9755811999999999,1.8054840000000001,1.8030531000000001,1.9658154000000001,1.9160244,1.8608750000000001,1.9364762,1.9788110000000001,1.8873959,1.8686612,2.0193178999999999]
["1991-05-12",2.867613,2.9728515,3.0169302999999998,2.7920267999999999,2.8447613999999999,2.9922947999999998,2.9871992999999999,2.8256972,2.9413689999999999,2.9319872999999999,2.8988706999999998,2.893659,3.2276832999999998]
["1991-05-13",1.9797186,2.0157611000000002,2.2580738,1.867127,1.9049632999999999,2.210369,2.1339467000000001,2.1285726999999999,2.0691495,1.9942622000000001,2.1263231999999999,2.0936642000000001,2.1901956]
["1991-05-14",2.8926124999999998,3.0510920000000001,3.1403449999999999,2.7724285000000002,2.7901132,3.1276782000000001,3.0657399999999999,2.9742746000000002,3.048781,3.1005560000000001,3.0324464,3.0343659999999999,3.3163323]
["1991-05-15",2.0314070000000002,2.0436337,2.2232799999999999,1.9271924,1.9746253,2.1862507,2.1601347999999998,2.1566974999999999,2.0816116,2.0450127,2.1911545000000001,2.1746892999999998,1.8101491999999999]
["1991-05-16",1.7490635999999999,1.8903694,1.634498,1.9260457,1.8255847000000001,1.6716644000000001,1.6440507,1.5595741999999999,1.7974232000000001,2.0428540000000002,1.6074444999999999,1.6347020999999999,1.9590970999999999]
["1991-05-17",2.3183193000000002,2.6506405000000002,2.0788736000000001,2.6088376000000002,2.4198230000000001,2.1168114999999998,2.1321560000000002,1.9148776999999999,2.4493562999999998,2.8613243000000002,1.9805336,1.9602987999999999,3.0061792999999999]
["1991-05-18",1.5467550999999999,1.6570144,1.3719981000000001,1.7820473999999999,1.6756530000000001,1.3988609000000001,1.3968377000000001,1.319785,1.5441425,1.775827,1.3545722,1.3502046999999999,1.7489977999999999]
["1991-05-19",1.4660537,1.4655647000000001,1.5258703,1.4536842000000001,1.4683474000000001,1.5553387000000001,1.4875422,1.4848351,1.4773651000000001,1.506648,1.5005793999999999,1.5358122999999999,1.8452637999999999]
["1991-05-20",2.4448284999999998,2.4995314999999998,2.7964850000000001,2.2934104999999998,2.3503742000000001,2.7360890000000002,2.648209,2.6517539999999999,2.5526068,2.4552225999999999,2.6535473000000001,2.6363552000000001,3.659608]
["1991-05-21",2.9296525,3.1864889000000001,3.4682051999999999,2.7294592999999998,2.7203393,3.3435109999999999,3.2537055000000001,3.1807113,3.2188509999999999,3.1822827,3.1614654,3.0433590000000001,4.2100049999999998]
["1991-05-22",3.2670994000000002,3.4645565,3.5366620000000002,3.1679156000000002,3.1624262000000001,3.4840363999999999,3.4480363999999999,3.3276317,3.4453876000000001,3.4864510000000002,3.3674004000000002,3.3153290000000002,3.7612896]
["1991-05-23",2.1419760000000001,2.3630360000000001,2.2719070000000001,2.2210703000000001,2.1305754000000001,2.1801976999999999,2.1821926,2.0966914000000001,2.2938032000000002,2.3470434999999998,2.1059518000000002,2.0118649999999998,3.0002472]
["1991-05-24",1.2510205999999999,1.2481867,1.4163300000000001,1.2773981000000001,1.2662530999999999,1.3960135,1.3161525999999999,1.3814010000000001,1.2589205999999999,1.2510709,1.3622605000000001,1.3878585000000001,1.4009857999999999]
["1991-05-25",1.7243668000000001,1.7154062000000001,1.9263391000000001,1.5956703000000001,1.6461077,1.8096844000000001,1.872001,1.914053,1.7626257999999999,1.5601860000000001,1.9181520000000001,1.8109814,1.6511468]
["1991-05-26",1.4546432,1.5374289999999999,1.5940228999999999,1.4456313000000001,1.4207247000000001,1.6051,1.5107242000000001,1.5015193,1.542743,1.6135556,1.4939412000000001,1.5082802,2.0649055999999999]
["1991-05-27",2.8554331999999998,2.8174052000000001,2.9406330000000001,2.7086945,2.8032010000000001,2.9685199999999998,2.9582484,2.9197554999999999,2.8636010000000001,2.7817633000000002,2.9940807999999999,3.0095543999999999,1.9201953]
["1991-05-28",0.8601818,1.2871197000000001,0.98546210000000001,1.3132948,1.3213250000000001,0.97633890000000001,0.92802099999999998,0.97893019999999997,0.85458120000000004,1.3026751999999999,0.98988259999999995,1.0147549,1.1900983999999999]
["1991-05-29",1.940426,1.8753586,2.0779839999999998,1.80592,1.8841015999999999,2.0954191999999998,2.0578813999999999,2.117346,1.9318177000000001,1.8829081999999999,2.1642888,2.1969647000000001,1.7986249999999999]
["1991-05-30",1.7195237999999999,1.6292807,1.8812173999999999,1.5058886,1.6234729999999999,1.8864780000000001,1.8666536,1.9183190000000001,1.7190856000000001,1.5663695,1.95773,1.9841629999999999,1.6753047000000001]
["1991-05-31",2.0378634999999998,1.8903243999999999,1.9809581999999999,1.935263,2.0559270000000001,2.0313050000000001,2.0435690000000002,2.0436909999999999,1.9403444999999999,1.8730278,2.128409,2.1799788000000002,1.2466238000000001]
["1991-06-01",2.3611393000000001,2.3604767,2.5213587,2.2495259999999999,2.3087458999999999,2.5416650000000001,2.4622096999999998,2.4712483999999999,2.4049239999999998,2.4175906,2.5247643000000002,2.5649459999999999,2.8841698]
["1991-06-02",1.8181934,1.7690220000000001,1.8741592,1.7603724000000001,1.8152771999999999,1.9524214,1.8531628,1.8499445999999999,1.8020757000000001,1.8400348,1.8903171999999999,1.9700941999999999,1.7902986000000001]
["1991-06-03",2.8282911999999998,2.7814304999999999,2.9822538000000001,2.6891004999999999,2.7841594000000001,3.0252425999999999,2.9345564999999998,2.9224136000000001,2.8493379999999999,2.7933184999999998,2.986421,3.0546123999999999,2.4453683000000002]
["1991-06-04",2.4858725000000002,2.5407727000000002,2.6011066,2.4393885000000002,2.4636619999999998,2.5401832999999998,2.5682546999999998,2.5199368,2.5390991999999999,2.4914653000000002,2.5697904,2.5061862000000001,2.6726462999999998]
["1991-06-05",2.2489642999999999,2.3859832000000001,2.2107543999999999,2.3530001999999999,2.2918352999999998,2.1987869999999998,2.1946023000000001,2.0842158999999998,2.3224795,2.4416509999999998,2.1380560000000002,2.1014647000000002,2.5155660000000002]
["1991-06-06",2.2417881,2.1876378000000001,2.0134943000000001,2.3064450000000001,2.3370837999999998,2.0211220000000001,2.1293405999999999,2.0554342000000001,2.150687,2.1537142,2.1437116000000001,2.1151542999999999,1.5616435]
["1991-06-07",1.5630816999999999,1.6135014000000001,1.3918805000000001,1.6914754000000001,1.6394036999999999,1.4134471,1.4491228,1.3920372000000001,1.5439084000000001,1.6918462999999999,1.4404463000000001,1.447133,1.5239959000000001]
["1991-06-08",1.7097876000000001,1.8259411999999999,1.9076782000000001,1.6484722999999999,1.6323478,1.9441662,1.8036766,1.7865101999999999,1.8438909999999999,1.9469626,1.7875648,1.8288336000000001,2.7969050000000002]
["1991-06-09",3.2176800000000001,3.3833745,3.5814853000000002,3.0486502999999998,3.0764610000000001,3.4833099999999999,3.4220392999999998,3.3488614999999999,3.4293260000000001,3.3484775999999998,3.375022,3.2628621999999998,3.9038314999999999]
["1991-06-10",2.2868751999999999,2.3815922999999999,2.4734104000000001,2.2414752999999998,2.2406087000000001,2.4297597,2.3656673000000001,2.3277185,2.4027845999999999,2.4273693999999999,2.3487935000000002,2.3106808999999999,3.0084342999999998]
["1991-06-11",1.8834017999999999,2.0357284999999998,2.0252534999999998,1.8778094000000001,1.8381875999999999,1.9677638,1.933616,1.8675008,2.0262540000000002,2.0760993999999999,1.8859957000000001,1.8123076,2.8140724000000001]
["1991-06-12",2.1903408,2.2572803000000001,2.6517803999999998,2.016451,2.0652944999999998,2.5242545999999999,2.4239888000000001,2.4588969000000001,2.3483260000000001,2.1997100000000001,2.4311444999999998,2.3446020000000001,3.3372307000000001]
["1991-06-13",3.2941077000000001,3.4288416000000002,3.5641775,3.1910156999999999,3.2015026,3.5148556000000002,3.4346309000000002,3.3765855,3.4610824999999998,3.4771899999999998,3.4204533000000001,3.366574,3.7816204999999998]
["1991-06-14",3.0002604000000002,3.137324,3.2336269999999998,2.9004238,2.9090072999999999,3.1981826,3.1246692999999999,3.0530252,3.1614274999999998,3.1735475000000002,3.0912951999999998,3.0373714000000001,3.479816]
["1991-06-15",0.72328519999999996,0.75752079999999999,0.72484519999999997,0.80045646000000004,0.76376350000000004,0.63734939999999995,0.7027272,0.71514213000000004,0.72477853000000003,0.7422147,0.71828879999999995,0.64701960000000003,0.45029720000000001]
["1991-06-16",1.7497052,1.7662291999999999,1.8274812,1.7253478,1.7416552999999999,1.8014914,1.7858974000000001,1.7796776999999999,1.7772026000000001,1.7690952,1.7957768000000001,1.7637634,2.0882204]
["1991-06-17",1.7358515999999999,1.7802072,2.0149360000000001,1.6627670000000001,1.6749592,1.968186,1.8811230000000001,1.9165912000000001,1.827728,1.7188538,1.8999444999999999,1.8715906,1.9275789999999999]
["1991-06-18",2.2415232999999999,2.2659612,2.1701112,2.3085686999999999,2.2976966000000001,2.1851126999999999,2.1858613,2.1236967999999998,2.2377647999999999,2.3259232000000001,2.1855329999999999,2.1852689000000001,1.9449620999999999]
["1991-06-19",1.9320092,1.8295796,2.0129069999999998,1.8105266,1.9089316000000001,2.0065240000000002,2.0073094,2.0451915000000001,1.8896432000000001,1.7848394000000001,2.0933600000000001,2.1078389999999998,1.8449789999999999]
["1991-06-20",2.4192624,2.4277600000000001,2.3536255000000001,2.4763321999999999,2.4717948000000001,2.3393636,2.3906890000000001,2.3710740000000001,2.3884987999999998,2.4236567,2.4308743000000002,2.4202162999999999,2.3556124999999999]
["1991-06-21",1.6259999999999999,1.6976367999999999,2.2517396999999999,1.3066823000000001,1.3754218,2.1002125999999999,2.0050864000000002,2.1105703999999998,1.8409724000000001,1.5670911000000001,2.0427263,1.9204292000000001,1.9152803]
["1991-06-23",1.3912688,1.5589584999999999,1.6177326000000001,1.382654,1.3260874,1.5480251,1.4749829999999999,1.4521035,1.5552001,1.6195288000000001,1.431462,1.373005,2.8307042]
["1991-06-28",2.4089073999999999,2.5248225,2.7513025,2.2708805000000001,2.2759993000000001,2.7206426000000001,2.6125243,2.6376347999999998,2.5666820000000001,2.5782251,2.6203375000000002,2.5953906,2.9609760000000001]
["1991-07-03",2.5451069999999998,2.3451114,2.6236248,2.2729514000000002,2.4611725999999998,2.6520177999999999,2.6931314,2.7648516000000001,2.4489496000000002,2.2155979000000001,2.8263539999999998,2.8634314999999999,2.0746511999999999]
["1991-07-04",3.8604170999999998,3.8204229999999999,4.0192810000000003,3.6604842999999998,3.7895365000000001,3.9748073000000002,4.0200633999999997,3.9875932000000001,3.8715839999999999,3.6853959999999999,4.0624045999999998,4.0156136,3.3036180000000002]
["1991-07-10",3.5553566999999999,3.6659071000000001,3.7789332999999998,3.4822899999999999,3.5070744,3.7108246999999999,3.6963165,3.6033764000000001,3.6651113,3.6387076,3.6413603000000001,3.5367476999999998,3.9306405]
["1991-07-15",2.3102890999999999,2.2890093,2.4625883000000002,2.2466848000000001,2.2970896000000001,2.4386410000000001,2.3910859000000002,2.4028635,2.3251083000000001,2.2884910000000001,2.4222389999999998,2.4205920000000001,2.9146545000000001]
["1991-07-20",2.7372450000000002,2.7299023,3.0080716999999999,2.5646950999999998,2.6510663000000001,2.9988182000000001,2.9194403000000002,2.8997529000000002,2.8020208000000002,2.7112957999999998,2.9175792,2.9162697999999998,2.6094884999999999]
["1991-07-21",2.3668957000000002,2.5387556999999998,2.4267067999999998,2.4726430000000001,2.3870049,2.5096365999999999,2.3610597000000002,2.2747343,2.4735757999999999,2.7192063000000002,2.2805200000000001,2.3596287,2.9917343000000001]
["1991-07-29",4.5426359999999999,4.6436659999999996,4.6692556999999999,4.4264619999999999,4.5194882999999999,4.7225656999999996,4.6724644,4.4612144999999996,4.6130560000000003,4.6905627000000001,4.5803776000000003,4.6388864999999999,4.653664]
["1991-08-01",2.7303877000000001,2.8456049999999999,2.6697519999999999,2.8393506999999998,2.8073914000000002,2.6857975000000001,2.6954172000000001,2.5455076999999999,2.7487764000000001,2.9195281999999998,2.6038760000000001,2.5904677,2.8536305]
["1991-08-06",2.4749180000000002,2.5782554000000002,2.3814907000000001,2.6047785000000001,2.5558027999999999,2.4499247,2.3897561999999999,2.2679876999999999,2.5060503000000001,2.7251637,2.3133051,2.3484185000000002,2.6342086999999998]
["1991-08-07",1.2164668000000001,1.1773853999999999,0.67981844999999996,1.2272087,1.2468172,0.74550974000000003,0.60867510000000002,0.65421516000000002,0.56177100000000002,0.59332689999999999,0.62375420000000004,0.71235143999999995,1.5952843000000001]
["1991-08-12",2.9628397999999998,3.1249319999999998,3.0392226999999998,2.9048238,2.9477557999999999,3.0936689999999998,3.0762052999999998,2.8455466999999999,3.0334020000000002,3.2070303,2.9503515,3.0103078000000001,3.5237440000000002]
["1991-08-15",3.133426,3.3606625000000001,3.3938017,2.9513191999999999,3.0399888000000002,3.3698184000000002,3.3705704000000001,3.0743768,3.2894389999999998,3.3240072999999999,3.1771829999999999,3.1808800000000002,4.1966143000000002]
["1991-08-23",2.7919369000000001,2.8639242999999999,2.5020459000000002,2.9438046999999998,2.9554554999999998,2.5546256999999999,2.6208634000000002,2.4171667000000001,2.7285569999999999,2.9544012999999998,2.5515949999999998,2.5852233999999998,3.0468885999999999]
["1991-08-24",2.5675797,2.5860164000000001,2.7147101999999999,2.3679937999999998,2.5118537000000001,2.7514763000000002,2.7585329999999999,2.563723,2.5799487000000001,2.5808803999999999,2.6863891999999998,2.7829709999999999,3.1340530000000002]
["1991-08-29",2.9654280000000002,3.0509179999999998,2.8789299000000002,2.9468874999999999,3.0499073999999999,2.912061,3.0486759999999999,2.6889476999999999,2.897113,3.0876017,2.9010348000000001,3.0116527,2.8686756999999998]
["1991-09-03",2.7310409999999998,2.7166266000000001,3.0298050000000001,2.400541,2.5922567999999999,3.0888002000000001,3.0320260000000001,2.8875953999999999,2.7645035,2.6744552000000001,2.9974577,3.1444375999999998,2.1764451999999999]
["1991-09-09",1.8560779999999999,1.9801962,1.9229949,1.7869744999999999,1.865,1.9264796,2.0050086999999999,1.714418,1.853758,1.9980051999999999,1.8526419999999999,1.9292852,2.0260047999999999]
["1991-09-10",1.3388785000000001,1.4235488999999999,1.4973293999999999,1.2727994,1.3023336999999999,1.5456198000000001,1.4748645,1.3593286,1.3842327999999999,1.4469784000000001,1.4004000000000001,1.5048409,1.872395]
["1991-09-15",1.0590090000000001,1.1385742000000001,1.4823033000000001,0.83444165999999997,0.88200869999999998,1.4734841999999999,1.3503122000000001,1.3293164,1.2009533999999999,1.1228039999999999,1.3188998999999999,1.368884,1.9786218]
["1991-09-22",1.94099,2.0464623,1.9386234,1.9393198,1.9779568000000001,1.9566326000000001,2.0049152000000001,1.7553243999999999,1.942318,2.1339277999999999,1.8908967999999999,1.9801848,2.0468487999999998]
["1991-09-26",0.76954630000000002,0.80416540000000003,0.83423420000000004,0.69347080000000005,0.73162143999999996,0.86984499999999998,0.85452139999999999,0.78000409999999998,0.78666449999999999,0.80993590000000004,0.8233258,0.8905708,0.86503269999999999]
["1991-09-27",0.61308050000000003,0.58026069999999996,0.57648440000000001,0.6231698,0.64403445000000004,0.60558190000000001,0.6001145,0.59260170000000001,0.57313174,0.61953970000000003,0.61822540000000004,0.65642880000000003,0.6980113]
["1991-10-02",1.8414904000000001,1.9251446000000001,1.9050035000000001,1.6838013999999999,1.8303347999999999,1.9722204000000001,2.0058641000000001,1.6919476,1.8245652000000001,1.9736324999999999,1.8654599999999999,2.0528940000000002,1.9431106]
["1991-10-07",0.97883819999999999,1.0810264000000001,1.119451,0.85544620000000005,0.96726690000000004,1.1178783999999999,1.1108640000000001,0.95136710000000002,0.99615140000000002,1.0772383999999999,1.0164461,1.0817213999999999,1.5799943000000001]
["1991-10-09",0.32907452999999998,0.33298193999999998,0.32029099999999999,0.33858776000000002,0.34363124,0.31041083000000003,0.32424544999999999,0.31602520000000001,0.31906689999999999,0.31963380000000002,0.32190419999999997,0.31767050000000002,0.19946613999999999]
["1991-10-14",0.44246184999999999,0.43189620000000001,0.3809111,0.41700310000000002,0.48330724000000003,0.40687962999999999,0.44586256000000002,0.36574586999999997,0.38277646999999998,0.40386504000000001,0.41529873,0.47925085000000001,0.40460104000000002]
["1991-10-19",1.1864036,1.2889421999999999,1.2551771,1.1210905,1.1754954,1.2772665999999999,1.286035,1.0491866000000001,1.2243888000000001,1.3360755,1.1707915,1.2785245000000001,1.1849244999999999]
["1991-10-24",0.24646187,0.25840600000000002,0.30167273,0.2276031,0.23545937,0.33687317,0.27051186999999999,0.27380399999999999,0.26627194999999998,0.27937114000000002,0.27053440000000001,0.30238320000000002,0.24136597000000001]
["1991-10-28",0.11565599999999999,0.16885987999999999,0.1864615,0.10946601,8.9879920000000002E-2,0.18174820999999999,0.14993219999999999,0.15057924,0.16133549999999999,0.19655030000000001,0.13815395999999999,0.12770997000000001,0.20267151]
["1991-10-31",0.68900419999999996,0.66008823999999999,0.7282054,0.63238910000000004,0.68055350000000003,0.73490849999999996,0.7080514,0.68814280000000005,0.69349795999999997,0.65593325999999996,0.72037463999999996,0.72716530000000001,0.62620969999999998]
["1991-11-05",0.66424905999999995,0.67704843999999997,0.689863,0.55652360000000001,0.67081493000000003,0.73051756999999995,0.67462622999999999,0.60482216,0.68382365000000001,0.62422440000000001,0.65029400000000004,0.71452146999999999,0.72637779999999996]
["1991-11-10",0.65611416,0.63939360000000001,0.68480264999999996,0.62933992999999999,0.66407627000000002,0.73598799999999998,0.66765640000000004,0.64797329999999997,0.65277680000000005,0.70214620000000005,0.68056715000000001,0.74361840000000001,0.79723200000000005]
["1991-11-15",0.11444285,0.16099754999999999,0.1327411,0.10355496,0.11382194,0.20684638999999999,0.15495929999999999,5.5579424000000002E-2,0.12323627600000001,0.24623817000000001,9.8570870000000005E-2,0.22349088,9.6274815E-2]
["1991-11-17",1.0091027000000001E-2,6.8762959999999996E-3,0.17956904000000001,0,0,0.2180839,0.14963408,0.16610875999999999,0.12657793000000001,5.1394183000000003E-2,0.16631095000000001,0.2139557,0.27745742000000001]
["1991-11-22",0,0,0,0,0,0,0,0,0,0,0,0,0]
["1991-11-27",2.1296252000000002E-2,0,0,1.4464408999999999E-2,1.8188978000000001E-2,0,0,0,0,0,0,0,3.9943699999999997E-3]
["1991-12-02",0.29848590000000003,0.25858223000000002,0.38985320000000001,7.4013029999999994E-2,0.1423943,0.45857873999999998,0.38092619999999999,0.40320906000000001,0.31224847,0.25964332000000001,0.42066249999999999,0.4933266,3.2613891999999998E-2]
["1991-12-03",0.24642765999999999,0.20161313,0.19284129,0.25464934,0.27870541999999998,0.27697504000000001,0.21897125000000001,0.21550040000000001,0.20352814999999999,0.33268102999999999,0.24349636999999999,0.32462155999999998,0]
["1991-12-09",0.20106104,0.2014842,5.4176349999999998E-2,0.30202505000000002,0.27872989999999997,0.15812418,0.11147720999999999,6.7056014999999997E-2,0.15179034999999999,0.32793558,0.10590163599999999,0.20634662000000001,6.4211749999999998E-2]
["1991-12-14",0,0,0,0,0,0,0,0,0,0,0,0,1.5718063000000001E-2]
["1991-12-19",0,0,0,0,0,0,0,0,0,0,0,0,0]
["1991-12-22",0.17141418,0.11793890999999999,0.23931253,6.2559037E-3,6.3153829999999994E-2,0.24545227,0.24137573000000001,0.27591850000000001,0.15703623,8.8049580000000002E-2,0.29168937,0.31200485999999999,0]
["1991-12-26",0,0,0,0,0,0,0,0,0,0,0,0,0]
["1991-12-31",0.10031387999999999,9.6032864999999995E-2,0.17141091999999999,7.5230329999999998E-2,8.9035000000000003E-2,0.21469136999999999,0.13201536,0.14491808,0.112256065,0.16414086999999999,0.14476936000000001,0.20734855999999999,0.56145699999999998]
["1992-01-05",0,0,0,0,0,0,0,0,0,0,0,0,0.26855242000000001]
["1992-01-09",0.3791331,0.29706660000000001,0.2752232,0.38963363000000001,0.43641609999999997,0.28502300000000003,0.34385806000000002,0.34331918,0.31007489999999999,0.2943904,0.37614940000000002,0.40319880000000002,0.68466269999999996]
["1992-01-12",0,1.8794701000000001E-3,0,0,0,7.2107180000000007E-2,0,0,0,9.2344049999999997E-2,0,6.4258319999999994E-2,3.4741319999999999E-2]
["1992-01-17",0,1.4316929000000001E-2,4.1754144999999999E-2,0,0,8.7017133999999996E-2,4.1148663000000002E-2,4.4179353999999997E-3,0,6.0416854999999998E-2,1.8716093E-2,8.8251226000000002E-2,1.1335375E-3]
["1992-01-22",0.17791001000000001,0.2663894,0.15667507,0.12369570000000001,0.17237437,0.26100020000000002,0.26419221999999998,3.4163680000000002E-2,0.16507566000000001,0.36455187,0.14884412,0.33590192000000002,0.40392243999999999]
["1992-01-23",8.1699790000000008E-3,1.0123042E-2,0,3.9639946000000002E-2,5.3693357999999997E-2,3.2923586999999997E-2,0,0,0,0.119409025,0,8.0665840000000003E-2,1.3337135999999999E-2]
["1992-01-27",0.1317546,0.13481879999999999,6.8893864999999999E-2,0.17312393000000001,0.17427719,9.8758735E-2,0.10844166600000001,4.1887580000000001E-2,0.10139357,0.17151459999999999,8.4360930000000001E-2,0.12955648,3.0664245E-2]
["1992-02-03",9.6746529999999997E-2,0.27704047999999998,0.29982692,0.12662425999999999,6.2706164999999994E-2,0.24663408000000001,0.16557350000000001,0.102005295,0.24032627000000001,0.35561900000000002,7.8440599999999999E-2,3.9735988E-2,1.2425295000000001]
["1992-02-08",0.36142340000000001,0.3860055,0.39396547999999998,0.32250030000000002,0.38253132000000001,0.41374495999999999,0.41141364000000002,0.30874934999999998,0.34053355000000002,0.40833940000000002,0.36325476000000001,0.44226690000000002,0.51577479999999998]
["1992-02-09",0,0,0,0,0,0,0,0,0,0,0,0,0.14302006]
["1992-02-15",1.2292867000000001,1.2345515,1.3541569,1.1038448000000001,1.2052178,1.3646153000000001,1.3575885999999999,1.2142757,1.2251692000000001,1.2495807000000001,1.3165918999999999,1.4100717,1.2728097]
["1992-02-20",0.31417270000000003,0.36932209999999999,0.37900056999999998,0.30051175000000002,0.29584539999999998,0.47278493999999999,0.36844903000000001,0.28875973999999999,0.34673384000000002,0.47993809999999998,0.31938949999999999,0.45311995999999999,0.58337366999999996]
["1992-02-25",2.5695927E-2,3.2733597000000003E-2,0.25979960000000002,8.8625000000000006E-3,1.0883865E-2,0.10804791,5.5900606999999998E-2,6.9689440000000005E-2,4.1979026000000003E-2,5.0248693999999997E-2,6.4563099999999998E-2,9.0731610000000004E-2,0.36189782999999998]
["1992-02-26",0.51277139999999999,0.58041319999999996,0.51374960000000003,0.55857900000000005,0.53555052999999997,0.52512950000000003,0.48534949999999999,0.41195995000000002,0.55255719999999997,0.66531574999999998,0.43153979999999997,0.4337104,1.0543989]
["1992-03-02",1.154023,1.2348542,1.1207049,1.1801402999999999,1.2035326,1.1400998,1.1436915000000001,1.0018764,1.1575686000000001,1.3096968,1.080983,1.1288395,1.4291278000000001]
["1992-03-09",0.60927900000000002,0.66361159999999997,0.74745879999999998,0.51509300000000002,0.57681260000000001,0.68647957000000004,0.73917889999999997,0.61650539999999998,0.62669026999999999,0.59587599999999996,0.67636600000000002,0.68081259999999999,0.83199009999999995]
["1992-03-13",2.0464308,2.0233151999999999,2.0290257999999999,1.9963249999999999,2.063288,2.0450846999999999,2.0468364000000001,1.9582033999999999,2.0351987,2.0480611,2.0549412,2.073718,1.504731]
["1992-03-14",1.6619644,1.677584,1.6783566000000001,1.6435322000000001,1.6677293,1.7501118,1.6599758,1.6023269,1.6891997999999999,1.7725884000000001,1.6622752999999999,1.7417152,1.5016555]
["1992-03-19",1.1391802,1.2646283,1.2380150000000001,1.1446368,1.1208342,1.2487410000000001,1.1812649,1.0802033,1.2341917,1.3586326,1.1083333,1.1162631999999999,1.479374]
["1992-03-22",0.7910218,0.71053683999999995,0.81938624000000004,0.68902759999999996,0.78180459999999996,0.79407686,0.83638869999999998,0.81616615999999997,0.74699740000000003,0.6366058,0.86823899999999998,0.86993299999999996,0.74182680000000001]
["1992-03-30",0.26123202000000001,0.25512210000000002,0.25898330000000003,0.55841680000000005,0.55647100000000005,0.24509924999999999,0.24452403,0.24506201999999999,0.24724974999999999,0.27030838000000001,0.2564227,0.25213259999999998,0.67719949999999995]
["1992-03-31",1.5330820000000001,1.565075,1.4073823999999999,1.5375312999999999,1.5972036000000001,1.4309608,1.5008840000000001,1.3276047,1.4893742999999999,1.5776588,1.4351494,1.4699785999999999,0.97549960000000002]
["1992-04-05",1.7937533999999999,1.7839653,1.6695834000000001,1.7657723000000001,1.8739045999999999,1.7087762,1.7911906,1.5882717,1.707595,1.7922594999999999,1.728248,1.8017474,1.3400840000000001]
["1992-04-10",1.7236094,1.7634441999999999,1.7429634000000001,1.6555479,1.7370108,1.7912724,1.8153923999999999,1.6200721,1.6974952000000001,1.7636904,1.7309161,1.8152813999999999,1.8242162]
["1992-04-16",2.0777917000000001,2.0738317999999998,2.0997740999999999,2.0002659999999999,2.0751930000000001,2.1101740000000002,2.1311282999999999,2.0328927000000001,2.0712168000000002,2.0910757000000002,2.1372241999999999,2.1768434000000001,1.8603415000000001]
["1992-04-17",1.1074344,1.1241863999999999,1.1493492999999999,0.70733606999999998,1.075536,1.1591244999999999,1.1362374,1.1042730000000001,1.1461003000000001,0.81701840000000003,1.1385942,1.1434186,1.0828823999999999]
["1992-04-22",1.7805662,1.8636496,1.9009427999999999,1.6858089999999999,1.7040181999999999,1.9569977999999999,1.8756581999999999,1.8031969999999999,1.8723000999999999,1.9611456,1.8448054,1.8753644,1.8614306]
["1992-04-27",2.4534286999999999,2.5563958000000002,2.7983916,2.2742496000000001,2.3389286999999999,2.7287903,2.6600003000000001,2.5805921999999999,2.6039156999999999,2.5483294000000001,2.6255096999999998,2.586662,3.4305059999999998]
["1992-05-03",2.3529562999999998,2.4746891999999998,2.4646842000000002,2.3718002,2.383127,2.3811266,2.4356450000000001,2.2673649999999999,2.4071416999999999,2.4928414999999999,2.3356797999999999,2.2693558,2.8984811000000001]
["1992-05-04",2.4780907999999999,2.6318698,2.6064311999999998,2.3618233000000002,2.4191687000000002,2.536689,2.6152844000000002,2.4095895000000001,2.5820615,2.5242019,2.4953400000000001,2.4132495,2.9837215000000001]
["1992-05-09",1.5455725,1.5931643,1.6483312999999999,1.4382874999999999,1.4690521999999999,1.6509488000000001,1.6176854000000001,1.5880434999999999,1.6240475000000001,1.6184947000000001,1.6271354,1.6146100000000001,1.6015645999999999]
["1992-05-14",4.441624,4.6252789999999999,4.4449234000000004,4.5253452999999997,4.5272519999999998,4.4350785999999998,4.4719385999999997,4.1756190000000002,4.4977593000000002,4.7433715000000003,4.3096623000000003,4.2931204000000003,4.7436910000000001]
["1992-05-16",4.0420720000000001,4.0186871999999996,4.1122436999999996,3.8593633000000001,4.0207148000000004,4.1248709999999997,4.1847940000000001,4.0252523,4.0193180000000002,3.9575771999999998,4.1800420000000003,4.2167295999999999,3.5776205000000001]
["1992-05-21",3.9099724,4.0665554999999998,3.9745032999999999,3.8704212,3.8989674999999999,4.0380789999999998,4.0055145999999997,3.8060708000000001,3.9940720000000001,4.1176649999999997,3.9001100000000002,3.9323809999999999,3.9469623999999999]
["1992-05-26",3.9834274999999999,4.0348199999999999,4.3492800000000003,3.7793736,3.8874583,4.2606373,4.2330565,4.1520904999999999,4.0857042999999997,3.9231725000000002,4.2002525000000004,4.1308026,3.8690899999999999]
["1992-05-31",3.0717797,3.2217817000000002,2.9818723,3.3109264,3.2046945,2.8815916000000001,2.9750260000000002,2.8520910000000002,3.0962887000000001,3.2287501999999999,2.8916585000000001,2.7680278,2.9801272999999999]
["1992-06-04",0.86187999999999998,0.82316599999999995,0.85000900000000001,0.83560776999999997,0.86713569999999995,0.89888429999999997,0.86577680000000001,1.4405133999999999,0.83507469999999995,0.85615600000000003,0.90066740000000001,0.97048029999999996,0.60377670000000006]
["1992-06-07",1.4554404000000001,1.4387251000000001,1.5458099999999999,1.4676937999999999,1.4709257,1.5439788000000001,1.4845005,1.5160125,1.4469668,1.4466171999999999,1.5078354,1.5351478000000001,1.6830996]
["1992-06-12",4.3476540000000004,4.2866679999999997,4.4418839999999999,4.2569369999999997,4.3732639999999998,4.4490179999999997,4.4250100000000003,4.3447065,4.3273124999999997,4.2603663999999997,4.4415810000000002,4.4489590000000003,4.3286189999999998]
["1992-06-17",3.828751,3.8026580000000001,3.73001,3.8730742999999999,3.9168468000000001,3.792036,3.7686123999999999,3.6856692,3.7822255999999999,3.8970037,3.8012855000000001,3.8437765000000002,3.741387]
["1992-06-22",2.5533082,2.4339292000000001,2.3365529,2.6141800000000002,2.6715214,2.4620099999999998,2.4354703,2.3886633000000002,2.4148350000000001,2.4943469999999999,2.471733,2.5811120999999999,1.8723860000000001]
["1992-06-27",3.8727860000000001,4.0157813999999998,3.7839637000000002,4.032019,3.9696630000000002,3.8889296,3.8062675000000001,3.675576,3.9106317000000002,4.1534990000000001,3.7419777000000001,3.7879836999999998,4.1405399999999997]
["1992-06-29",4.3050164999999998,4.4189299999999996,4.1548347000000003,4.5150223,4.4472440000000004,4.2775692999999997,4.1977834999999999,4.0472956,4.302886,4.6745596000000003,4.1283669999999999,4.1962213999999998,4.2876525000000001]
["1992-07-04",1.6374807,1.6659166999999999,1.6969984,1.5884187000000001,1.5923718,1.7071282000000001,1.6902466,1.7051022,1.6724996999999999,1.6956334,1.7193106,1.7337073999999999,1.3875374]
["1992-07-09",1.8252489999999999,2.1143377000000001,1.8991735999999999,1.9036135999999999,1.7677695,1.9119227999999999,1.839051,1.7548912000000001,2.0336897,2.2689530000000002,1.7492102,1.7199192000000001,2.7785335]
["1992-07-10",2.2886921999999998,2.2009919999999998,2.0426837999999998,2.4003909000000001,2.4280795999999998,2.1796470000000001,2.1328930000000001,2.065131,2.1643876999999998,2.3161369999999999,2.1467257000000002,2.2764449999999998,1.8264617999999999]
["1992-07-16",2.8979851999999999,3.1308908,2.9324824999999999,3.1158480000000002,2.9891295000000002,2.8984426999999999,2.8276224000000001,2.6661682,3.0252530000000002,3.2306916999999999,2.6675909999999998,2.6136723000000002,3.6508004999999999]
["1992-07-21",3.0644162000000001,3.0560233999999999,3.1484717999999998,3.0083177000000001,3.067269,3.146817,3.1336946000000001,3.0837059999999998,3.0651619999999999,3.0401259999999999,3.1378370000000002,3.1384634999999999,2.8299994000000002]
["1992-07-26",1.992049,2.0356304999999999,1.9735106,2.1117773,2.080279,2.0027952,1.9250035999999999,1.8691998000000001,1.9957864000000001,2.1290429999999998,1.8879712,1.911146,2.8453517000000002]
["1992-07-29",3.7861965,3.9247991999999998,3.7613604,3.7671397,3.8060963000000001,3.8697517000000001,3.8418106999999999,3.5921793000000002,3.834206,4.0292206000000004,3.7178829000000002,3.8030371999999999,3.4751880000000002]
["1992-08-02",2.6457440000000001,2.7744184000000001,2.8457131000000002,2.5851674,2.5769362,2.9317280999999999,2.7334003,2.6673657999999998,2.7927406000000001,2.9611008000000001,2.6859405000000001,2.7709589999999999,3.6372485000000001]
["1992-08-07",2.8951273,3.003606,2.8817843999999999,2.7718102999999998,2.8160112000000002,3.0011112999999998,2.9436078000000001,2.8018969999999999,2.9784630000000001,3.0794503999999998,2.8861823000000002,2.9704869,2.3781180000000002]
["1992-08-12",1.8946078,1.8877264,1.8890488000000001,1.962807,1.967821,1.8778858,1.8476300000000001,1.8060928999999999,1.8800656,1.9365950000000001,1.8442035999999999,1.8430987999999999,2.1490170000000002]
["1992-08-13",1.8274333,1.9593282000000001,1.9636372,1.8661232000000001,1.8186895999999999,1.972607,1.8469108000000001,1.781561,1.9476,2.0815983,1.7870466,1.7856240000000001,3.2474523]
["1992-08-21",2.5911107000000002,2.630849,2.5158236,2.5407573999999999,2.6481167999999999,2.5426411999999998,2.6502895,2.3811182999999998,2.5344066999999999,2.635151,2.5305110000000002,2.5970496999999999,2.4965510000000002]
["1992-08-24",1.9216336000000001,1.9235960000000001,1.9477085999999999,1.9262187,1.9507342999999999,1.996551,1.9133,1.8575546000000001,1.9307167999999999,1.9976695,1.8978398000000001,1.9509466,2.2563616999999998]
["1992-08-29",2.1765907000000002,2.2864776,2.3091702000000001,2.1106273999999998,2.1594156999999998,2.3081263999999999,2.290848,2.1044415999999999,2.2415666999999999,2.3276987,2.1867660999999998,2.2139956999999999,2.7360880000000001]
["1992-08-30",2.2020309999999998,2.2347934,2.3999655,2.0011234,2.1151955,2.3504833999999999,2.3729719999999999,2.2645164000000002,2.2623856,2.1610309999999999,2.3470363999999999,2.3285968000000001,1.7454750000000001]
["1992-09-03",2.6655015999999998,2.7112663000000001,2.6313716999999999,2.6100346999999999,2.6702732999999998,2.7147589999999999,2.6805089999999998,2.5241323000000002,2.6844625,2.8123573999999998,2.640701,2.7241119999999999,2.6134998999999999]
["1992-09-10",1.8543019999999999,1.9203184,1.6796381,1.8982387000000001,1.9715275000000001,1.6880282,1.82759,1.5575243999999999,1.7725630000000001,1.9655800000000001,1.7111605000000001,1.7661898,2.1573286]
["1992-09-15",1.4395538999999999,1.6230291999999999,1.5139526000000001,1.4203832999999999,1.4274956999999999,1.4845428000000001,1.5017914999999999,1.3250481000000001,1.5248086000000001,1.652836,1.3876522,1.3848798,2.0100549999999999]
["1992-09-16",1.6415652999999999,1.7350593999999999,1.5603252999999999,1.59368,1.6937826,1.611545,1.7188479999999999,1.3878746,1.5833632,1.7755080000000001,1.5566435999999999,1.6915008,1.5235093]
["1992-09-22",0.46249743999999998,8.0702140000000006E-2,0.51632699999999998,5.7667967000000001E-2,6.3718880000000006E-2,0.52263950000000003,0.50524440000000004,0.52905449999999998,8.7347400000000006E-2,9.5098329999999995E-2,0.52014594999999997,0.53259080000000003,0.47217575000000001]
["1992-09-27",1.3486015,1.3379049999999999,1.1289279999999999,1.4303199,1.4481622999999999,1.2310217999999999,1.2726884000000001,1.1177604000000001,1.2505094999999999,1.454874,1.2272308000000001,1.3550177000000001,0.49783596000000002]
["1992-10-02",0.80637800000000004,0.8471592,0.71045720000000001,0.805809,0.85285659999999996,0.73980029999999997,0.79353510000000005,0.66013425999999997,0.76397079999999995,0.86844600000000005,0.72947150000000005,0.78582280000000004,0.56843299999999997]
["1992-10-03",0.29520689999999999,0.56697730000000002,0.41722247000000001,0.25725730000000002,0.26840422000000003,0.44541520000000001,0.35932504999999998,0.39279740000000002,0.32259392999999997,0.6030354,0.38109124,0.42997190000000002,0.90083590000000002]
["1992-10-08",0.6474027,0.61341559999999995,0.59953730000000005,0.65748119999999999,0.68112150000000005,0.64924424999999997,0.62635580000000002,0.61713094000000002,0.60564150000000005,0.67031616000000005,0.65055649999999998,0.72102710000000003,0.61506355000000001]
["1992-10-15",0.79265099999999999,0.8532843,0.79112934999999995,0.76348070000000001,0.83574499999999996,0.79546819999999996,0.85086550000000005,0.63807420000000004,0.76506823000000002,0.8755986,0.75028879999999998,0.84233159999999996,1.2783232]
["1992-10-19",0,0,1.8406281E-2,0.19140303,0.19104007000000001,2.5211941000000002E-2,0,1.2358758000000001E-3,0,0,0,0,0.29364215999999999]
["1992-10-20",0.24749282,0.25154683,0.27810963999999999,0.23857782999999999,0.25605812999999999,0.26559305,0.26160840000000002,0.25753227000000001,0.24461615,0.25308982000000002,0.26705915000000002,0.27021374999999997,0.24883817]
["1992-10-25",0,0,0,0,0,0,0,0,0,0,0,0,9.4559610000000002E-2]
["1992-10-28",0.63522679999999998,0.65899664000000002,0.68204339999999997,0.554226,0.63318589999999997,0.72842169999999995,0.73225929999999995,0.56234777000000002,0.60868454000000005,0.71604999999999996,0.66159964000000004,0.7894582,0.89147390000000004]
["1992-11-05",0,0,0,0,0,0,0,0,0,0,0,0,0]
["1992-11-06",9.9504860000000001E-2,0.13987479,0.110264525,8.9748315999999995E-2,8.7899539999999998E-2,0.119531915,0.10339982,7.3474460000000005E-2,0.13060920000000001,0.16512160000000001,7.9832903999999996E-2,8.3538100000000004E-2,0.43014845000000002]
["1992-11-11",0,0,0.2397648,0,0,0.15118400000000001,7.3416739999999994E-2,0.19647992,0,0,0.15796275000000001,0.15326144999999999,0]
["1992-11-16",0.28033130000000001,0.32231584000000002,0.32554185000000002,0.27571687,0.26778412000000001,0.35841953999999998,0.29269825999999999,0.26752540000000002,0.32586923000000001,0.38991619999999999,0.2774701,0.30891819999999998,0.52974670000000001]
["1992-11-20",0.27143182999999999,0.31181263999999997,0.42925923999999999,0.21342815000000001,0.22604379999999999,0.49488710000000002,0.34834057000000002,0.34018034000000003,0.33799322999999998,0.40412777999999999,0.33175576000000001,0.42395240000000001,0.87354830000000006]
["1992-11-23",0.79965657000000001,0.86431570000000002,1.0198406,0.701735,0.73510500000000001,1.0298944000000001,0.92398769999999997,0.89923500000000001,0.8862468,0.93437460000000006,0.90756870000000001,0.95327899999999999,1.3344389000000001]
["1992-11-28",0.13740574,0.19237852,0.22701457,9.3219004999999994E-2,0.1126158,0.32228136000000002,0.20528321999999999,0.14513867999999999,0.17496438,0.31732556000000001,0.16351574999999999,0.30766146999999999,0.55280240000000003]
["1992-12-03",0.32131636000000002,0.37499853999999999,0.3470299,0.23760471999999999,0.309423,0.37212931999999999,0.32666669999999998,0.29066402000000002,0.36836416,0.38049423999999998,0.31030216999999999,0.33332947000000002,0.66987960000000002]
["1992-12-09",0,4.2926120000000003E-3,6.8092145000000007E-2,0,0,0.10413106499999999,5.5593345000000002E-2,6.3040310000000002E-2,2.7615935000000001E-2,0,6.7976469999999997E-2,0.11180118,6.0437316999999999E-3]
["1992-12-10",9.0288825000000003E-2,8.4846210000000005E-2,0,4.6627685000000002E-2,3.4027109999999999E-2,9.9531464E-2,3.7469915999999999E-2,0,5.7786968000000001E-2,0.20339386000000001,2.7175857000000001E-2,0.13544904999999999,0]
["1992-12-15",0.47569024999999998,0.46029404000000002,0.47641670000000003,0.46375855999999999,0.48647314000000003,0.54546607000000003,0.47202164000000002,0.45914885,0.46732274000000001,0.56368459999999998,0.4853866,0.56412463999999996,0.46236264999999999]
["1992-12-20",0.18415596000000001,0.23016990000000001,0.17653046999999999,0.12880150000000001,0.104154855,0.22376436999999999,0.18292278000000001,0.15674685999999999,0.21057600000000001,0.32365462,0.17766604,0.21223737000000001,0.22375782]
["1992-12-22",0,0,0,0,0,0,0,0,0,0,0,0,0.11663621]
["1992-12-27",0.13555083000000001,0.1778621,0.10157881000000001,9.653639E-2,0.13490045000000001,0.13840424000000001,0.16800209999999999,5.6897982999999999E-2,0.12400079999999999,0.23339937999999999,0.12624387000000001,0.21057819999999999,0.25612536000000002]
["1993-01-01",0,0,0,0,0,0,0,0,0,0,0,0,0]
["1993-01-06",0,0,0,0,0,0,0,0,0,0,0,0,0.11562928]
["1993-01-11",0.63956990000000002,0.70833400000000002,0.83297460000000001,0.53305290000000005,0.54618657000000004,0.83631129999999998,0.75769019999999998,0.75620909999999997,0.74310949999999998,0.75469180000000002,0.76491209999999998,0.77714430000000001,0.8776349]
["1993-01-14",0.84424920000000003,0.92779389999999995,0.93776669999999995,0.80959360000000002,0.87295679999999998,0.99412849999999997,0.95208709999999996,0.69763980000000003,0.84081939999999999,1.0265253000000001,0.81378870000000003,0.9968648,1.5909766999999999]
["1993-01-18",0.29334055999999997,0.3274069,0.38295190000000001,0.21060333000000001,0.29937059999999999,0.40984177999999999,0.42845889999999998,0.21650833999999999,0.25403255000000002,0.35045576000000001,0.32230446000000001,0.48130664000000001,0.75796410000000003]
["1993-01-23",1.1327121,1.2541359999999999,1.2162884,1.2203234000000001,1.1579459999999999,1.2275621000000001,1.1176463000000001,1.0564598000000001,1.2266613,1.3915447000000001,1.0721518000000001,1.0823498,1.8462202999999999]
["1993-01-28",9.4182335000000006E-2,0.12993133000000001,0.15509397999999999,6.5666000000000002E-2,5.9341724999999998E-2,0.15973019999999999,0.13215246999999999,0.13490155000000001,0.13556434000000001,0.15349993000000001,0.13458864000000001,0.13547343000000001,0]
["1993-02-02",3.7675767999999998E-2,6.1204683000000003E-2,8.9931189999999994E-2,1.7766407000000001E-2,2.4578612E-2,8.5109920000000006E-2,7.7104590000000001E-2,4.5844986999999997E-2,5.5164058000000002E-2,6.5859154000000003E-2,5.9987538E-2,7.5812060000000001E-2,0.34032141999999999]
["1993-02-04",0,0,0,5.4186124000000002E-2,5.2529257000000003E-2,0,0,0,0,0,0,0,6.8310070000000001E-2]
["1993-02-09",0.21879475000000001,0.19016464,0.20020180000000001,0.20718178000000001,0.22810188000000001,0.35221150000000001,0.33886695,0.33409554000000002,0.32457718000000002,0.22014843000000001,0.35960694999999998,0.39973396,2.0077580000000001E-2]
["1993-02-14",9.6327589999999994E-3,1.2250082000000001E-2,2.5875934999999999E-2,0.15778188000000001,1.3415186000000001E-2,4.3246082999999998E-2,1.3289567E-2,1.4622138999999999E-2,1.3135545E-2,0.17358406000000001,1.6654192000000002E-2,4.4383394999999999E-2,5.9246417000000003E-2]
["1993-02-15",0.38064199999999998,0.40620896000000001,0.32638356000000002,0.41891687999999999,0.40705659999999999,0.38883184999999998,0.34486539999999999,0.30521969999999998,0.38325942000000002,0.50394490000000003,0.33027008000000002,0.39759958000000001,0.25649998000000002]
["1993-02-21",1.9386896,1.9706900000000001,1.8902364,1.9148670000000001,1.9611304000000001,1.9434845000000001,1.936159,1.7256590000000001,1.9539932,2.031498,1.8648819999999999,1.9529589999999999,1.5742383]
["1993-02-26",0.4667789,0.41774486999999999,0.56970969999999999,0.47614600000000001,0.50503880000000001,0.58258593000000003,0.58054333999999996,0.57479733,0.42426725999999998,0.4352026,0.61302570000000001,0.63513905000000004,0.23818527]
["1993-03-03",0.84555400000000003,0.83130280000000001,0.89122310000000005,0.81131260000000005,0.84249309999999999,0.90455229999999998,0.87133110000000003,0.85623530000000003,0.85198940000000001,0.73529845000000005,0.89595999999999998,0.9212534,0.95920240000000001]
["1993-03-04",0.70544063999999995,0.72480549999999999,0.7442704,0.69659483,0.70213650000000005,0.81520269999999995,0.72011303999999998,0.86344880000000002,0.73117580000000004,0.83278730000000001,0.89488279999999998,0.96005649999999998,1.0835731]
["1993-03-10",0.5842986,0.66136249999999996,0.49432910000000002,0.65801405999999996,0.63320100000000001,0.50803757000000005,0.52592749999999999,0.44540990000000003,0.59209299999999998,0.75141259999999999,0.48027160000000002,0.47880810000000001,0.5403848]
["1993-03-15",1.5123872,1.6004427999999999,1.5049001,1.4795647999999999,1.5923992,1.5409575,1.6114059999999999,1.2632489,1.4547368000000001,1.6562315000000001,1.4312613999999999,1.5891294,1.4509702]
["1993-03-20",1.2576290000000001,1.3586582,1.3298808,1.1295516000000001,1.2419743999999999,1.3178510000000001,1.4292138999999999,1.0996807,1.2472479999999999,1.3310218,1.2613629,1.3624485,1.7776604]
["1993-03-21",1.0545518,1.1370251,0.99750190000000005,1.0999504,1.0869025000000001,1.0491451000000001,1.006875,0.90820310000000004,1.0929595999999999,1.2500829,0.95174570000000003,0.98111409999999999,1.0705467]
["1993-03-29",1.6540832999999999,1.7603852,1.8196931999999999,1.6149184999999999,1.6221691,1.881486,1.7311064,1.6402988000000001,1.7542262,1.8929549999999999,1.6765691,1.7635634,2.3203716000000001]
["1993-04-01",0.59290814000000003,0.67325159999999995,0.33138514000000002,0.71629553999999995,0.6450456,0.31568195999999998,0.28756753000000002,0.29554387999999998,0.61745274000000006,0.74317219999999995,0.2921262,0.28481223999999999,0.86478940000000004]
["1993-04-06",2.5083199999999999,2.4643106000000001,2.7082044999999999,2.3606530000000001,2.4843576000000001,2.6781459999999999,2.6470899999999999,2.5568347,2.5200011999999998,2.4391859,2.6490800000000001,2.6770870000000002,2.5520866]
["1993-04-07",0.27244099999999999,0.29657844,0.32283374999999997,0.26710507,0.2629997,0.33318360000000002,0.29160258,0.29437897000000002,0.29865396,0.69000669999999997,0.28921163,0.29787415,0.95876680000000003]
["1993-04-11",1.4483922,1.5144044000000001,1.2248539000000001,1.5873092,1.5647871,1.2365866000000001,1.3189656999999999,1.1847075,1.4042726000000001,1.5698548999999999,1.2641807,1.2611642999999999,1.1298102999999999]
["1993-04-18",1.0842248999999999,1.0846714,1.1931748,0.98427310000000001,1.0263439999999999,1.1523057999999999,1.1779086999999999,1.1780356999999999,1.112665,1.0502974,1.2081029999999999,1.1781022999999999,0.16804561000000001]
["1993-04-23",1.3819448999999999,1.494229,0.86172309999999996,1.6292169000000001,1.5177735000000001,0.88499229999999995,1.2295928,0.78274909999999998,1.3925209999999999,1.6467353,0.79919620000000002,0.81858580000000003,1.8247732000000001]
["1993-04-24",1.0517367,1.0315365999999999,1.1315736000000001,0.52849953999999999,1.0309503,1.1366771,1.1027772,1.124636,1.0561645,1.0449435,1.1350282,1.1553855,1.1292852]
["1993-04-29",2.9886954000000001,2.95533,3.0045730000000002,2.9040954000000001,3.0416333999999998,2.9914836999999999,3.0781125999999999,2.9209000000000001,2.9090786,2.8876050000000002,3.0523950000000002,3.0989062999999999,2.4202537999999998]
["1993-05-04",2.6330027999999999,2.6913320000000001,2.543228,2.6603127,2.7279900000000001,2.5206400000000002,2.6292534000000001,2.4243421999999999,2.5872036999999999,2.6431236,2.5483878,2.5463233000000001,2.7192633000000002]
["1993-05-10",2.9746437000000001,3.1246173000000002,2.8934834,2.9667940000000002,2.9818642,2.8848723999999999,2.9861255,2.7785872999999999,3.0265279999999999,3.1112224999999998,2.8871343,2.8564992,2.7965852999999998]
["1993-05-11",3.4338188000000001,3.4314827999999999,3.7238406999999998,3.2011805,3.3513280000000001,3.6724283999999998,3.6723623000000001,3.5768127000000001,3.4790697000000002,3.3133574000000001,3.6533828000000002,3.6614292000000002,3.2166830000000002]
["1993-05-16",2.7424002000000001,2.9337938000000001,2.7871467999999999,2.8365857999999999,2.7721635999999998,2.7998240000000001,2.7101829999999998,2.5633807000000002,2.8751009999999999,3.0692650000000001,2.6146207000000001,2.6107203999999999,3.3909736000000001]
["1993-05-23",3.7803347,3.7940052,3.7457948000000001,3.8030780000000002,3.8375227000000001,3.8087892999999999,3.7760943999999999,3.660018,3.7638275999999999,3.8631555999999998,3.7609824999999999,3.8348627,3.3072298]
["1993-05-27",0.62376739999999997,0.57962420000000003,0.59208225999999997,1.2510446,0.64942120000000003,0.59784040000000005,0.60936135000000002,0.6215408,0.58233153999999998,1.1589583999999999,0.6388587,0.66335319999999998,0.52870099999999998]
["1993-05-28",1.9943948,2.0334591999999998,2.166855,1.8912195999999999,1.9175574,2.1883010000000001,2.1108768000000002,2.1209948000000001,2.0681145000000001,2.0941190000000001,2.1427673999999999,2.1761371999999999,2.1218300000000001]
["1993-06-02",1.7974003999999999,1.7599682000000001,1.7796951999999999,1.8377382,1.8489180000000001,1.7555068,1.7768348,1.7736746000000001,1.7538064,1.7422606,1.7944974,1.7753810000000001,1.3407524]
["1993-06-05",3.2568579,3.2751655999999998,3.3982344000000002,3.1768969999999999,3.2382616999999998,3.3822925000000001,3.3569467,3.2927559999999998,3.2950140000000001,3.2834020000000002,3.3367493000000001,3.322349,3.6449015]
["1993-06-13",2.4420980000000001,2.4211059000000001,2.7153494,2.2849338000000001,2.3660543000000001,2.7140982,2.5918633999999998,2.6042352000000002,2.5056349999999998,2.4100852000000001,2.6152519999999999,2.644825,2.6824093000000002]
["1993-06-14",1.1671292,1.1586863999999999,1.1757302999999999,0.55932873000000005,0.57178479999999998,1.1398689,1.1872963000000001,1.187311,1.172048,0.55933089999999996,1.2105349999999999,1.1758930999999999,0.99381370000000002]
["1993-06-19",2.4191878,2.5095200000000002,2.5739863000000001,2.4561217000000002,2.4239747999999999,2.5922165000000001,2.4609755999999998,2.4383678,2.5029854999999999,2.6560923999999999,2.4449624999999999,2.4769291999999998,3.4848756999999999]
["1993-06-24",2.9671601999999999,3.0380310000000001,3.0846049999999998,2.9687014,2.9628983,3.0794394,3.0340132999999998,2.9969782999999999,3.0262096000000001,3.0877473000000002,3.0237150000000002,3.000842,3.0069982999999998]
["1993-06-28",3.9644415,4.0044089999999999,4.0670219999999997,3.9452872000000001,3.9833744000000002,3.9766680000000001,4.0517554000000002,3.9677136000000002,3.9905772000000002,3.9919259999999999,4.0400714999999998,3.9180130000000002,3.6736800000000001]
["1993-07-01",3.5601150000000001,3.5717292,3.370546,3.5322309000000001,3.5847992999999998,3.4702747,3.5035908,3.401624,3.5311035999999998,3.6101713000000002,3.5229764000000001,3.5869460000000002,2.9664742999999998]
["1993-07-06",4.2314878,4.3255569999999999,4.3422729999999996,4.1092139999999997,4.1768409999999996,4.3877110000000004,4.3424854000000002,4.2069592,4.3292270000000004,4.3965420000000002,4.3091379999999999,4.3233022999999999,4.6183534000000002]
["1993-07-11",2.3946575999999999,2.4468307,2.6123883999999999,2.2674387,2.3100355000000001,2.5870527999999999,2.5400917999999999,2.5257070000000001,2.4807448000000001,2.4310426999999999,2.5473862,2.5311427000000002,2.7902908000000002]
["1993-07-16",1.9982382000000001,2.1012697,2.3338003,1.9455324000000001,1.9291594000000001,2.2639277,2.1469456999999998,2.1602724000000002,2.135621,2.1133103000000002,2.1168979999999999,2.0779033,2.7508965000000001]
["1993-07-18",2.0198640000000001,2.2056507999999999,2.1698434,2.0304297999999998,1.9678024000000001,2.1753840000000002,2.0743716000000001,2.0070731999999998,2.1793947,2.3217829999999999,2.0092747000000002,2.0041041000000002,3.0486849999999999]
["1993-07-23",2.5707943000000002,2.6626694,2.8461997999999999,2.3974742999999998,2.4491477000000001,2.8243597,2.7372746000000001,2.6881232000000002,2.7117486,2.6426558,2.6980010999999999,2.6759035999999998,3.2081249999999999]
["1993-07-28",2.7087859999999999,2.9569472999999999,3.0077090000000002,2.6710668000000002,2.6082071999999998,2.9967459999999999,2.8474522000000002,2.7595103000000001,2.9353201000000002,3.0764982999999999,2.7485179999999998,2.7371756999999999,3.7538706999999998]
["1993-08-02",2.9854918000000001,3.1735639999999998,3.102001,3.0060479999999998,2.9742060000000001,3.1474950000000002,3.0366610000000001,2.9063165,3.1172955,3.3164003000000002,2.9533553000000001,2.9733524,3.8154807000000002]
["1993-08-03",3.4566927000000001,3.6189982999999999,3.4720309,3.4990139999999998,3.4864904999999999,3.5225643999999998,3.4769068000000001,3.2820393999999999,3.5365217000000002,3.7775896000000002,3.3779628000000002,3.4167497,3.8781400000000001]
["1993-08-09",1.6165041,1.6985399999999999,1.9816597,1.3814036000000001,1.4278693,1.9749407999999999,1.8526366000000001,1.8877965999999999,1.7801564000000001,1.7127033,1.8659796,1.8783555999999999,1.8565794]
["1993-08-14",2.8978510000000002,3.0721096999999999,2.9026372,2.9527787999999999,2.9483999999999999,2.9590649999999998,2.9421132000000001,2.6919043,2.9519434000000002,3.2132535,2.7933490000000001,2.8642340000000002,3.1523397000000002]
["1993-08-19",2.4516854000000001,2.5641449999999999,2.5502292999999998,2.3779520000000001,2.4250547999999998,2.6861134,2.5575104,2.4057390000000001,2.5143545,2.6719403000000002,2.4754171,2.6243924999999999,2.7447655000000002]
["1993-08-22",1.4205741999999999,1.4348414,1.4392906000000001,1.3486613000000001,1.3852743000000001,1.4586006,1.4507166,1.4169608,1.447303,1.4524045000000001,1.4598043000000001,1.4794071,1.4909455]
["1993-08-26",1.7618178,1.7739381999999999,1.7510132,1.7346414000000001,1.7724736000000001,1.7704214,1.7876801,1.7337355999999999,1.7504416,1.8149104,1.8056618,1.8471785999999999,1.8659121999999999]
["1993-08-31",2.0934116999999999,2.1130225999999999,1.8863215,2.1844160000000001,2.2446258000000001,1.9504488,2.0312134999999998,1.8325412000000001,1.9795128,2.1913545000000001,1.9704618,2.0725758000000001,2.0019464]
["1993-09-05",1.7916993999999999,1.8861158,1.7673768000000001,1.7759848,1.7949188,1.9339784,1.8287975999999999,1.6598663,1.8200881,2.0692822999999998,1.752764,1.9422058,1.8451724]
["1993-09-09",2.0724990000000001,2.1987138000000002,2.1261844999999999,2.0215714,2.0504167,2.1434386000000001,2.1408011999999998,1.988202,2.1385143000000002,2.2560494000000002,2.0634736999999999,2.0951678999999999,2.2322160000000002]
["1993-09-12",0.49926490000000001,0.61487910000000001,0.51867085999999996,0.55800320000000003,0.49456924000000002,0.47879050000000001,0.48931074000000002,0.4610689,0.5691735,0.67266219999999999,0.45960486,0.4107114,0.78224002999999998]
["1993-09-17",1.2907565000000001,1.4166669000000001,1.3198576,1.2925857999999999,1.3191447999999999,1.3377334999999999,1.3331677,1.1530125,1.3263875000000001,1.4725729000000001,1.2197948999999999,1.2688292999999999,1.7008213999999999]
["1993-09-22",0.56936450000000005,0.54431706999999996,0.66306244999999997,0.52662739999999997,0.54992110000000005,0.66450876000000003,0.63091059999999999,0.65080636999999997,0.56931483999999999,0.16657525000000001,0.64773670000000005,0.67048660000000004,0.68212854999999994]
["1993-09-23",1.0259963999999999,1.1454145,0.9632657,1.0462511999999999,1.0402079,0.99468100000000004,1.0331657999999999,0.88432949999999999,1.0462423999999999,1.2382508999999999,0.95602180000000003,1.0037725,0.99596450000000003]
["1993-09-27",0.53763777000000001,0.68724669999999999,0.84241759999999999,0.40511423000000002,0.4879445,0.85003530000000005,0.82966530000000005,0.84968940000000004,0.74783283,0.64370333999999996,0.88033570000000005,0.90706819999999999,0.29674437999999997]
["1993-10-04",1.0720972,1.1269175,1.1223162,1.0404256999999999,1.0730208999999999,1.1313915000000001,1.1420444999999999,0.98598909999999995,1.0839977999999999,1.1694595999999999,1.0663735999999999,1.1293143000000001,1.2783766000000001]
["1993-10-09",0.64696489999999995,0.69701886000000002,0.75980669999999995,0.55631450000000005,0.59583944,0.76724460000000005,0.75891359999999997,0.69084999999999996,0.68244099999999996,0.70172210000000002,0.73359805,0.78206443999999997,0.87447520000000001]
["1993-10-10",0.59617454000000003,0.65317179999999997,0.74778770000000006,0.52757114000000005,0.55564564000000005,0.77333790000000002,0.71447280000000002,0.63465550000000004,0.6412156,0.68348633999999997,0.66510469999999999,0.74545039999999996,1.1185691]
["1993-10-16",0.75001364999999998,0.85786220000000002,0.63994556999999996,0.72518369999999999,0.80347013,0.71246489999999996,0.81517969999999995,0.46595389999999998,0.68679889999999999,0.95435510000000001,0.64775780000000005,0.83426120000000004,0.97526919999999995]
["1993-10-21",1.1096642999999999,1.1734135000000001,1.1095903,1.1577085,1.1509308,1.1156305,1.1171127999999999,0.9758791,1.1264696999999999,1.2428311000000001,1.0602577,1.1065796999999999,0.70456134999999998]
["1993-10-26",0.30411798000000001,0.25621670000000002,0.26570749999999999,0.29939063999999999,0.32598369999999999,0.28101039999999999,0.29063921999999998,0.30346495000000001,0.25912246,0.26325860000000001,0.32814947,0.35878549999999998,0.16850245]
["1993-10-27",0.51066714999999996,0.53308370000000005,0.61158259999999998,0.46366133999999998,0.47690709999999997,0.63518850000000004,0.56726474000000005,0.57110950000000005,0.55102839999999997,0.57911100000000004,0.58037055000000004,0.61350744999999995,0.8690272]
["1993-11-03",0.12560362999999999,0.13712183999999999,0.16268553999999999,8.1492620000000002E-2,0.1213046,0.1731626,0.16266038999999999,0.12889181,0.11888694,0.12847604000000001,0.14360582999999999,0.17805366,0.12215291]
["1993-11-07",0.25488402999999998,0.25482354000000002,0.1707863,0.29493833000000003,0.28782185999999998,0.20509506999999999,0.20339352999999999,0.18046472999999999,0.23318622999999999,0.31662115000000002,0.20442568,0.23677787,9.0304434000000003E-2]
["1993-11-12",4.8125363999999997E-2,0.13159849000000001,0.13559831999999999,0,3.4984099999999997E-2,0.17159909000000001,0.21519104999999999,0,2.5304215000000001E-2,0.14655414,6.1440170000000002E-2,0.24621977,0.40522799999999998]
["1993-11-13",0,0,0,0,0,0,0,0,0,0,3.3664120000000001E-4,0,0]
["1993-11-18",0.20307220000000001,0.28904948000000003,0.15606649,0.17678558999999999,0.22139612,0.21489834999999999,0.26595390000000002,3.6883626000000003E-2,0.17364959999999999,0.35445577,0.15230599,0.30057263000000001,0.23321885000000001]
["1993-11-21",0,0,0,0,0,0,0,0,0,2.7002221E-2,0,0,0.34167360000000002]
["1993-11-29",0.52483009999999997,0.56980525999999998,0.61541179999999995,0.44190115000000002,0.50604400000000005,0.62864319999999996,0.62918689999999999,0.54294425000000002,0.52706337000000003,0.60592409999999997,0.60914933999999998,0.6922587,0.71977943]
["1993-11-30",0,0,0,0,0,0,0,0,0,0,0,0,0]
["1993-12-05",5.6294160000000003E-2,0.14324424999999999,0.14732169000000001,0,3.5769373E-2,0.18560693,0.16929388000000001,2.3308543000000001E-2,6.3502155000000005E-2,0.19486410000000001,8.1050269999999994E-2,0.19372323,0.40196174000000001]
["1993-12-10",0,0,0.35165268,0,0,0.29507306,0.19625427000000001,0.25163859999999999,2.2137980000000002E-2,0,0.22341494000000001,0.23201762000000001,0.45152596]
["1993-12-16",0.62743879999999996,0.64395623999999996,0.58889519999999995,0.61428709999999997,0.64713529999999997,0.61937489999999995,0.65064809999999995,0.51948636999999998,0.60576149999999995,0.6864441,0.61268365000000002,0.69633160000000005,0.3839805]
["1993-12-17",0.23316680000000001,0.36689830000000001,0.37651646,0.22626193999999999,0.21170359999999999,0.43279109999999998,0.32995345999999998,0.30606433999999999,0.36809190000000003,0.47288996,0.30907568000000002,0.35896342999999997,0.65750459999999999]
["1993-12-22",0,8.276874E-3,7.1134514999999995E-2,0,0,6.0009356999999999E-2,4.7418755E-2,2.1149073000000001E-2,2.810582E-2,0,3.7726045E-2,3.773804E-2,0.27920922999999997]
["1993-12-28",0.23606827999999999,0.27839207999999999,0.28953514000000002,0.28288965999999999,0.26043516,0.26782316,0.20480234999999999,0.21651967,0.26407075000000002,0.37380266000000001,0.23198215999999999,0.24906081999999999,0.38791606000000001]
["1994-01-02",0,0,0,0,0,0,0,0,0,0,0,0,0]
["1994-01-03",0,5.9433710000000002E-3,0,2.3252469000000001E-2,0,0,0,0,0,5.0269715E-2,0,0,0.21950412]
["1994-01-08",0.21857721999999999,0.20669509999999999,0.21650564999999999,0.21368764000000001,0.22472476999999999,0.293657,0.22543457,0.20574392,0.20673801,0.28640900000000002,0.23161287999999999,0.31601804,4.7935659999999998E-2]
["1994-01-13",0.96664729999999999,1.0489506,1.0734603,0.91292200000000001,0.94484389999999996,1.0740289999999999,1.0560320000000001,0.91983950000000003,1.0136107000000001,1.1002569,0.99499839999999995,1.0527654,1.3591378000000001]
["1994-01-15",0,0,0,0,0,0,0,0,0,0,0,0,0.1832695]
["1994-01-20",0.20662177000000001,0.25219723999999999,0.25279550000000001,0.20433791000000001,0.19816053,0.30479875000000001,0.22507720000000001,0.18300177000000001,0.24731781999999999,0.33979219999999999,0.19556396000000001,0.25584163999999998,0.57595560000000001]
["1994-01-25",0,0,0,0,0,0,0,0,0,0,0,0,0]
["1994-01-30",9.5559500000000006E-2,0.12844800000000001,0.23390540000000001,1.8985063E-2,7.3865410000000006E-2,0.19711897,0.22127454999999999,0.10761834000000001,9.9321069999999997E-2,9.8980159999999998E-2,0.16333729999999999,0.21555226999999999,0.27548507]
["1994-02-03",0.14746936999999999,0.29663499999999998,0.23924889999999999,0.23979016,0.15138839000000001,0.20008522000000001,0.14674956,9.7857125000000003E-2,0.25679036999999999,0.38115543000000002,8.3065780000000006E-2,4.1565313999999999E-2,0.65950626000000001]
["1994-02-06",0.32474377999999998,0.40697571999999999,0.37440032000000001,0.25888582999999998,0.32412526000000003,0.37310365000000001,0.4012191,0.23793273000000001,0.32669219999999999,0.41287905000000003,0.30510563000000002,0.35702285,0.67455670000000001]
["1994-02-11",0.20153262999999999,0.26351259999999999,0.21902324000000001,0.22969458000000001,7.784489E-2,0.21846868,0.19098513,0.15635929000000001,0.24834797,0.3237855,0.16194907,0.14471102,0.41920790000000002]
["1994-02-16",0.109392,0.11708730000000001,0.112606764,0.101105615,0.10373432,7.8795749999999998E-2,0.119555786,0.11232112,0.11074634,0.10589949,0.12202877600000001,9.1750230000000002E-2,7.0240380000000005E-2]
["1994-02-21",0.44878915000000003,0.52791920000000003,0.38703500000000002,0.4426213,0.48939440000000001,0.43642530000000002,0.51626510000000003,0.2250866,0.4038255,0.59744704000000004,0.36944695999999999,0.52390236000000001,0.44071389999999999]
["1994-02-23",6.9912854E-3,4.9248654000000003E-2,0,5.4174338000000002E-2,2.4331452E-2,0,0,0,1.7447167999999999E-2,0.10519856,0,0,0.16899796]
["1994-02-28",0.48311130000000002,0.4838326,0.53541099999999997,0.45392739999999998,0.4724102,0.55454355,0.51700884000000003,0.49783546000000001,0.49255840000000001,0.50038490000000002,0.51330169999999997,0.54840069999999996,0.52698069999999997]
["1994-03-05",0.69529339999999995,0.75394519999999998,0.65590420000000005,0.74624824999999995,0.71933305000000003,0.6601707,0.66709023999999995,0.61054956999999999,0.71869629999999995,0.83126836999999998,0.64952975999999996,0.6524567,0.78413670000000002]
["1994-03-10",1.393726,1.5069401,1.3972789999999999,1.2991112,1.4327202000000001,1.4298101999999999,1.5358381999999999,1.1442136000000001,1.3483394,1.5583442000000001,1.3409104000000001,1.5257054999999999,1.764445]
["1994-03-11",0.73107725000000001,0.81523259999999997,0.94694460000000003,0.63671016999999996,0.67746709999999999,0.90990839999999995,0.87883710000000004,0.79710060000000005,0.79936039999999997,0.80007934999999997,0.82759910000000003,0.8486726,1.3279767]
["1994-03-17",2.0094903,2.0838770000000002,2.0010940000000002,1.9811156000000001,2.0674443,2.0033457000000001,2.0644257000000001,1.7953516,1.9920764,2.1257470000000001,1.9519314000000001,2.0345757,1.993206]
["1994-03-22",0.26208434000000003,0.26027351999999998,0.35507460000000002,0.24830516,0.26299270000000002,0.32360046999999997,0.29299154999999999,0.29703856000000001,0.28128856000000002,0.24986359999999999,0.29844876999999997,0.28219055999999998,0.8127354]
["1994-03-27",1.4553022,1.4982451999999999,1.4351179999999999,1.4480507,1.486194,1.4557666,1.4595985,1.3575569999999999,1.4510905000000001,1.5515239999999999,1.4339716,1.4722443000000001,1.1987627000000001]
["1994-03-30",1.7798984,1.7676893,1.5179507999999999,1.8868765999999999,1.892606,1.5859141000000001,1.6365073999999999,1.5343122,1.6991706,1.8475398000000001,1.6371955,1.6876916,0.68155129999999997]
["1994-04-03",1.405951,1.4804649999999999,1.4695552999999999,1.3728743000000001,1.400239,1.4510186,1.4487501,1.3639891,1.4504155999999999,1.4982011,1.4229617000000001,1.4205471000000001,1.6049359000000001]
["1994-04-08",2.0118957000000002,2.0516009999999998,1.9595182,2.0137822999999999,2.0458953000000002,1.9749376000000001,1.9888752000000001,1.8532248,2.0236945,2.0971397999999999,1.9528030000000001,1.9628762,1.6582805]
["1994-04-13",1.7052486,1.7633392000000001,1.8477858,1.6744914,1.6983835,1.7895532000000001,1.7844704,1.7247946999999999,1.7564868,1.7813379,1.7797072,1.7560802,1.7689786000000001]
["1994-04-14",1.8044963999999999,1.7607484,1.8907316000000001,1.7163965000000001,1.7970542,1.8705902000000001,1.8722972,1.8516808,1.7878813,1.7500907999999999,1.9259805999999999,1.9379308,1.2293787]
["1994-04-22",2.3281896,2.4128989999999999,2.3156834000000002,2.3195939999999999,2.4005847,2.2386162000000001,2.3848096999999999,2.1355965000000001,2.3035830000000002,2.3430360000000001,2.2658765000000001,2.2298903000000001,2.4990838000000002]
["1994-04-25",2.6642960000000002,2.7923771999999998,2.5680651999999999,2.6960860000000002,2.728421,2.5668346999999998,2.6332488000000001,2.3958029999999999,2.6938171,2.8568316,2.5308522999999998,2.5251950000000001,3.1835384000000002]
["1994-04-30",3.0405509999999998,3.1730022,3.3719655999999998,2.8241736999999998,2.9230037000000002,3.3500369000000001,3.3223470000000002,3.1238418000000001,3.1648770000000002,3.1715429999999998,3.2157787999999998,3.2528514999999998,3.7121365000000002]
["1994-05-01",2.8129765999999998,2.8558140000000001,2.8551462000000001,2.7279434,2.8421028000000002,2.8418480000000002,2.9302874000000001,2.7178073,2.7859699999999998,2.7982494999999998,2.8543546000000002,2.8885342999999999,2.6130707000000002]
["1994-05-05",1.4429272,1.5391845,1.5366888000000001,1.4537342,1.4282085,1.5380016999999999,1.4642037999999999,1.419775,1.5319277,1.6274907999999999,1.4399621,1.4395543,2.3046744000000001]
["1994-05-12",2.083558,2.13889,2.4078753000000002,1.9631293999999999,2.0024774000000001,2.3754407999999998,2.2601849999999999,2.2643971000000001,2.1889780000000001,2.1846375,2.2611935000000001,2.2614489999999998,3.3338044]
["1994-05-17",0.45508710000000002,0.48882540000000002,0.57212629999999998,0.50966864999999995,0.4813133,0.51338079999999997,0.4766261,0.50155746999999995,0.48017904,0.94970169999999998,0.48699534,0.45741314,1.196761]
["1994-05-18",1.518648,1.5527533,1.9282581999999999,0.82430815999999996,1.3410185999999999,1.8889152,1.7741690000000001,1.8371150000000001,1.6583756999999999,1.5248888,1.8272356000000001,1.8314694,2.3333998]
["1994-05-24",1.0886423999999999,1.1223619,1.1200600999999999,1.1280619999999999,1.1083145000000001,1.0693389,1.0808133,1.0665119000000001,1.1118785,1.1188616,1.0740004000000001,1.0239134999999999,1.2138304]
["1994-05-29",2.973935,3.0783483999999999,2.7140846000000001,3.1286860000000001,3.0874896000000001,2.7687259000000002,2.8368776000000002,2.6732241999999999,2.9545555000000001,3.1884074,2.7885806999999998,2.8103554000000002,2.8006449]
["1994-06-03",3.3821819999999998,3.5522048000000002,3.6019095999999999,3.3319030000000001,3.3271844000000002,3.5322887999999999,3.4769131999999998,3.3611914999999999,3.5570122999999998,3.5969902999999999,3.4185867000000001,3.3333140000000001,4.2535486000000002]
["1994-06-04",1.4323283,1.5568968999999999,1.5300328999999999,1.5290144999999999,1.4626999999999999,1.4799525,1.4223485,1.3813892999999999,1.5234041,1.6585258000000001,1.3851621000000001,1.3449933999999999,2.8406425]
["1994-06-09",1.5642895000000001,1.4829717,1.4876590999999999,1.5743616,1.6199357999999999,1.4641265000000001,1.5331615000000001,1.5454110000000001,1.4809517000000001,1.4389004000000001,1.6062373999999999,1.5923320999999999,1.1022597999999999]
["1994-06-16",3.8522631999999999,3.6464159999999999,3.7998888000000002,3.6740879999999998,3.8582325000000002,3.8662157000000001,3.9254254999999998,3.9126612999999999,3.7141757000000002,3.5913903999999999,4.0403074999999999,4.0771326999999999,2.0225008]
["1994-06-20",2.1546967000000001,2.2412079999999999,2.335626,2.1394742,2.1220498000000001,2.406809,2.2195995000000002,2.2007642000000001,2.2551296000000001,2.4038339,2.2028946999999999,2.2753768000000001,2.7946873000000001]
["1994-06-21",1.4739789999999999,1.5034487999999999,1.1458101999999999,1.3730087,1.4056454,1.1422281999999999,1.0957819,1.1069127000000001,1.0665693000000001,1.4969512,1.1181586999999999,1.1221592,1.1762455999999999]
["1994-06-26",2.6751618000000001,2.7298912999999998,2.8129369999999998,2.6079184999999998,2.6281569999999999,2.8021335999999999,2.7527227000000001,2.7126758,2.751147,2.7275654999999999,2.7365154999999999,2.7054461999999999,2.5104690000000001]
["1994-06-29",4.8449450000000001,4.9270199999999997,5.1027975000000003,4.7189509999999997,4.7923226000000003,5.1396765999999996,5.0084914999999999,4.8949942999999996,4.9622374000000002,4.9858859999999998,4.9718337000000004,4.985493,5.2384849999999998]
["1994-07-07",3.6412916000000002,3.6992123000000001,3.6422856000000001,3.6175052999999999,3.6474823999999999,3.6719556,3.6702297000000002,3.5485319999999998,3.6788528,3.7295815999999999,3.6335959999999998,3.6155111999999998,2.7848272000000001]
["1994-07-08",1.630979,1.8237718000000001,2.3333149999999998,1.1945608000000001,1.2552935000000001,2.274375,2.0768787999999998,2.1695807,1.9655228,1.7702389999999999,2.0892818000000002,2.0735638000000001,3.446682]
["1994-07-13",0.78008279999999997,0.72480610000000001,1.1962172,0.54484575999999996,0.64164109999999996,1.2392635000000001,1.0202249000000001,1.1313092,0.84975650000000003,0.65771073000000002,1.0661396000000001,1.1729887000000001,1.54298]
["1994-07-18",3.3638020000000002,3.5385727999999999,3.761603,3.1825100000000002,3.1970806000000001,3.7380433000000002,3.6026474999999998,3.5421743000000001,3.5842977,3.6094439999999999,3.5545585000000002,3.5461787999999999,3.9709191000000001]
["1994-07-24",3.8754072000000002,4.0156700000000001,3.897462,3.8042191999999999,3.8322327,4.0529903999999997,3.9520127999999999,3.7849955999999998,3.9626760000000001,4.1766353000000001,3.8700817000000001,3.9897746999999999,3.7203976999999999]
["1994-07-25",3.6807007999999999,3.8282657000000002,3.8214790000000001,3.5535654999999999,3.5866180000000001,3.8829194999999999,3.8223617000000001,3.6738973000000001,3.8047515999999999,3.9370932999999999,3.7415563999999999,3.7721304999999998,3.6048939999999998]
["1994-07-30",3.6130817,3.8257663000000002,3.6025407,3.6548376,3.6047316,3.7036964999999999,3.6162974999999999,3.4129765000000001,3.7389960000000002,4.0161030000000002,3.4826006999999999,3.5505144999999998,3.4372988000000002]
["1994-08-04",1.8326370000000001,1.938701,1.5962558,2.0969633999999999,1.9799753,1.7510538,1.6411544,1.5587419,1.8143058000000001,2.2387456999999999,1.581901,1.7068506000000001,2.4140413000000001]
["1994-08-10",1.9434068,1.9944470000000001,1.7654002,2.0983748000000002,2.0361039999999999,1.8450958,1.8112956,1.7348642000000001,1.9191974000000001,2.1582663000000002,1.7828704,1.8571101000000001,2.0354966999999999]
["1994-08-11",0.93548290000000001,0.93470160000000002,0.60777353999999995,0.84592509999999999,0.87169700000000006,1.0960483999999999,1.0459847,0.58045429999999998,0.97713899999999998,0.87469909999999995,0.53744393999999995,0.56311076999999998,0.60113435999999998]
["1994-08-16",2.9329779999999999,3.1045012000000001,2.8322587000000001,3.064365,3.0379860000000001,2.8951074999999999,2.8745823000000001,2.6256423,2.9707305000000002,3.2773210000000002,2.7241610000000001,2.7614930000000002,2.8682861000000002]
["1994-08-21",2.3395526000000002,2.4839983000000001,2.4306451999999998,2.3190699000000001,2.3362737,2.5763124999999998,2.4203044999999999,2.2268615,2.4136424000000001,2.6684640000000002,2.2939745999999999,2.4469322999999998,2.9465944999999998]
["1994-08-23",1.9031974,2.0486607999999999,1.7801856,2.1010879999999998,2.0025265000000001,1.8490873999999999,1.8019688,1.6993910000000001,1.9285066,2.2425961000000001,1.7322169999999999,1.7842184999999999,2.0264723]
["1994-08-28",3.3512952,3.5200206999999999,3.6575612999999998,3.0986191999999999,3.2332622999999998,3.6669168000000001,3.6400267999999998,3.3466930000000001,3.4855782999999998,3.5589132000000001,3.4979117,3.5874429000000001,3.9179903999999999]
["1994-09-02",2.7780960000000001,2.9194703,2.7918620000000001,2.6919947,2.8094003000000001,2.8097599999999998,2.9126780000000001,2.5016959999999999,2.7878413000000002,2.955946,2.7064354000000002,2.8105228000000002,3.1615345000000001]
["1994-09-07",1.3357372999999999,1.4065095999999999,1.4957473999999999,1.2353209000000001,1.2876084000000001,1.4509464999999999,1.4766831,1.3624402,1.3878992999999999,1.3708646,1.4128780000000001,1.4039284999999999,1.7328682]
["1994-09-11",1.2173826999999999,1.3047928,1.5704132,1.0285215000000001,1.0787427000000001,1.5460258,1.4440729999999999,1.4122072000000001,1.3542181,1.3051826,1.4164870000000001,1.4403883,2.0407734]
["1994-09-14",0.92969369999999996,0.85397319999999999,0.89538169999999995,0.8820443,0.9449282,0.9081437,0.94199339999999998,0.92638580000000004,0.86795750000000005,0.83345809999999998,0.97072420000000004,1.0065724,0.33277947000000002]
["1994-09-19",0.30478716,0.64584419999999998,0.39551832999999997,0.25881404000000002,0.26105669999999997,0.40665582,0.35614087999999999,0.35967233999999998,0.36176061999999998,0.67590636000000004,0.35925101999999998,0.37383275999999999,0.9735374]
["1994-09-24",1.1275257999999999,1.1562299,1.2635381999999999,1.0465679000000001,1.0669584999999999,1.3158643999999999,1.2274395,1.2365771999999999,1.1768212,1.2296221000000001,1.2437974999999999,1.3196155000000001,0.59402790000000005]
["1994-09-29",0.62166363000000002,0.65079609999999999,0.65358019999999994,0.63567870000000004,0.63595210000000002,0.70181839999999995,0.62432710000000002,0.60436546999999996,0.63653119999999996,0.71480390000000005,0.60669994000000005,0.65897539999999999,0.95544669999999998]
["1994-10-04",1.4838688,1.6061247999999999,1.3464050999999999,1.5116231,1.5817133000000001,1.4000592999999999,1.5138482,1.0979999,1.4291,1.6777126,1.3064203999999999,1.4765809999999999,1.5921586000000001]
["1994-10-06",0.93939859999999997,1.0765933999999999,0.99439080000000002,0.89179679999999995,0.9371041,1.0331429999999999,1.0593524000000001,0.7694723,0.96712620000000005,1.1614385,0.89556210000000003,1.0366194,1.5003327]
["1994-10-11",0.62818750000000001,0.679535,0.5141907,0.70546984999999995,0.69443714999999995,0.61452099999999998,0.57626149999999998,0.49115944,0.59242845,0.83639580000000002,0.53611359999999997,0.66686624000000005,0.45184194999999999]
["1994-10-16",0.11922357,0.15996392000000001,0.1345151,0.12062239,0.1105377,0.13968167000000001,0.12263118000000001,0.115252934,0.14983595999999999,0.20886304999999999,0.12400715,0.13269666999999999,1.0721807000000001]
["1994-10-17",1.3261563000000001,1.3944477,1.1608164000000001,1.4492404000000001,1.4329902000000001,1.2819262,1.2265912999999999,1.0911875,1.2974395000000001,1.5783248999999999,1.1752623,1.3052528000000001,1.4249885]
["1994-10-23",0.68596095000000001,0.75135940000000001,0.78517055999999996,0.61323773999999998,0.6515012,0.79786705999999996,0.81707050000000003,0.61445490000000003,0.70446503000000005,0.79310890000000001,0.71720930000000005,0.82302869999999995,1.0541933000000001]
["1994-10-28",0.38036071999999999,0.47686319999999999,0.4244385,0.27849669999999999,0.38246983000000001,0.44338243999999999,0.51735560000000003,0.22554046999999999,0.35883579999999998,0.49027305999999998,0.36039597000000001,0.51089596999999998,0.6784924]
["1994-11-02",0.10145123,0.15722829999999999,0.28755954,0,1.924561E-2,0.27417338000000002,0.26008934,0.17763701000000001,0.14953185999999999,0.120073535,0.21142264999999999,0.25840327000000002,0.4886065]
["1994-11-05",0.14246192999999999,0.17477097,8.1211223999999999E-2,0.35636922999999998,0.32395481999999998,0.13235839999999999,9.8132834000000002E-2,8.0304940000000005E-2,0.14148514000000001,0.26188820000000002,8.983207E-2,0.13752049,0.14974303999999999]
["1994-11-09",0.10028145500000001,0.12435304,6.2695383000000004E-3,0.16293136999999999,0.13597117,3.6839495999999999E-2,4.2131613999999998E-2,1.8466795000000001E-2,8.9295250000000007E-2,0.19378912000000001,3.8486975999999999E-2,6.1807487000000001E-2,6.8449860000000001E-2]
["1994-11-14",0,0,0,0,0,0,0,0,0,0,0,0,0]
["1994-11-19",0,0,0,0,0,0,0,0,0,0,0,0,0]
["1994-11-20",0.76688904000000002,0.86121669999999995,0.78316735999999998,0.67512430000000001,0.67637753,0.93287640000000005,0.84445680000000001,0.71910419999999997,0.88039179999999995,0.94876000000000005,0.82958626999999996,0.86455800000000005,1.0020675999999999]
["1994-11-28",0,0,6.7146644000000005E-2,0,0,0.10299305,4.4635292E-2,6.320307E-2,3.7880675000000002E-3,0,5.9538737000000001E-2,0.10058611000000001,1.3956978000000001E-3]
["1994-12-01",3.0838839999999999E-2,5.9074710000000002E-2,9.5451499999999995E-2,0,9.3769170000000002E-3,0.12791194,9.1475434999999994E-2,5.7263290000000001E-2,4.2296514E-2,9.0488349999999995E-2,7.3668090000000006E-2,0.13632416999999999,0.12742795000000001]
["1994-12-06",0.84294840000000004,0.86619630000000003,0.84580619999999995,0.7942475,0.866151,0.91208310000000004,0.91376930000000001,0.72837775999999999,0.79786550000000001,0.95065909999999998,0.84709199999999996,0.99669160000000001,1.1430279999999999]
["1994-12-07",4.2043957999999999E-2,0,0.34134914999999999,0,0,0.30223949999999999,0.24250998000000001,0.31573042000000001,8.6494364000000004E-2,0,0.30551840000000002,0.31830087000000001,0.36481111999999999]
["1994-12-11",0.39964982999999998,0.47557680000000002,0.52551970000000003,0.36328778,0.35409299999999999,0.53050739999999996,0.46491626000000003,0.44701373999999999,0.47492000000000001,0.53045989999999998,0.44669375,0.46083950000000001,0.61846435]
["1994-12-18",4.2453440000000002E-2,1.0588688000000001E-2,0.10048356,0,1.0959573E-2,0.10919268,0.10022842,9.8754120000000001E-2,3.7406567000000002E-2,0,0.12000756,0.15091350000000001,0]
["1994-12-23",0,0,0,0,0,0,0,0,0,0,0,0,0]
["1994-12-24",0,0,0,0,0,5.1314283000000002E-2,0,0,0,0,0,2.1414887000000001E-2,0.25548865999999998]
["1994-12-29",0.8572398,0.91234320000000002,0.97571719999999995,0.79906149999999998,0.80912936000000002,0.98032830000000004,0.92664780000000002,0.89741179999999998,0.92510170000000003,0.95903119999999997,0.92535310000000004,0.93842029999999999,1.0803533999999999]
["1995-01-03",0,0,0,0,0,0,0,0,0,0,0,2.0770964999999999E-2,5.0966339999999999E-2]
["1995-01-09",0.59268399999999999,0.63008399999999998,0.64113430000000005,0.61900836000000004,0.60743789999999998,0.6566959,0.59236100000000003,0.56611544000000003,0.62723713999999997,0.70207344999999999,0.5830263,0.60520649999999998,0.80965229999999999]
["1995-01-10",1.2910060999999999,1.4133449,1.4591035999999999,1.3197623000000001,1.2732209999999999,1.4768201000000001,1.3327742,1.2791946000000001,1.4164391999999999,1.5457067,1.287156,1.3037688000000001,1.3469846000000001]
["1995-01-15",0,0,5.7524323000000002E-2,0,0,3.9546280000000003E-2,1.8546045000000001E-2,1.2997378E-2,0,0,1.4025727999999999E-2,1.5350832999999999E-2,0.18922828]
["1995-01-22",0.57819779999999998,0.54973227000000002,0.52323229999999998,0.6930056,0.71232134000000003,0.57216686000000005,0.53143790000000002,0.50277950000000005,0.54607019999999995,0.61628579999999999,0.54271369999999997,0.59351480000000001,0.78896683000000001]
["1995-01-26",0,0,2.0494774E-2,0,0,0,0,1.6984797999999999E-2,0,0,1.1926622E-2,3.8649069999999999E-3,0]
["1995-01-27",1.0224755000000001,1.0808667000000001,1.0170148999999999,1.0519497,1.0340613999999999,1.0953348000000001,1.0014746999999999,0.94840310000000005,1.066562,1.2219388,0.99233729999999998,1.0585405999999999,1.1148231]
["1995-02-01",0,0,0,0,0,0,0,0,0,0,0,0,5.5729925999999999E-2]
["1995-02-04",0.18670914999999999,0.27279945999999999,0.22309802000000001,0.13241138,0.19139564000000001,0.24076929999999999,0.28678566,6.9805816000000007E-2,0.17603551000000001,0.3014116,0.163383,0.2850548,0.53635365000000002]
["1995-02-12",1.0037537999999999,1.1022196,1.202826,0.90825069999999997,0.94928100000000004,1.1910548999999999,1.1390728000000001,1.0215112,1.0881327000000001,1.1499054,1.0751884,1.1241532999999999,1.6765459]
["1995-02-13",0.25338729999999998,0.20588556,0.36734815999999998,0.15725917,0.22051573999999999,0.34877520000000001,0.33099060000000002,0.35288742000000001,0.24763934000000001,0.15705362,0.36313881999999997,0.37343174000000001,0.34942463000000001]
["1995-02-18",0.95248279999999996,0.99967760000000006,0.98360510000000001,0.81612366000000003,0.94492869999999995,0.98644609999999999,1.0905786,0.83256759999999996,0.90679410000000005,0.98523179999999999,0.98816800000000005,1.1073023,0.93771389999999999]
["1995-02-23",0.86241230000000002,0.93680819999999998,0.8567439,0.86024230000000002,0.89189980000000002,0.87004009999999998,0.88664509999999996,0.73219849999999997,0.86575230000000003,0.99606499999999998,0.81404114000000005,0.8720774,1.1057703000000001]
["1995-02-27",0.68350610000000001,0.9052074,0.74062382999999998,0.72211320000000001,0.69001853000000002,0.7664552,0.6810737,0.63893809999999995,0.89258610000000005,1.0036472999999999,0.65446055000000003,0.68097790000000002,1.0405363999999999]
["1995-03-02",1.2603997,1.2814262000000001,1.2587271,1.1743729999999999,1.2650604999999999,1.2639697000000001,1.3228641999999999,1.1472420999999999,1.2386767000000001,1.2891226,1.2699445,1.3306055000000001,1.3417041999999999]
["1995-03-07",0.30707933999999998,0.37026107000000003,0.25927410000000001,0.30491196999999998,0.29257887999999999,0.23455087999999999,0.33899084000000002,0.1836882,0.37013045,0.39199463000000001,0.17839292000000001,0.15795313999999999,1.0467880000000001]
["1995-03-12",1.3446397999999999,1.3980737000000001,1.3374538,1.2802994999999999,1.3698826,1.3564571000000001,1.4506361000000001,1.1563973000000001,1.3039369999999999,1.3982779000000001,1.3203323,1.443017,1.1349537000000001]
["1995-03-17",0.47821744999999999,0.58362840000000005,0.9017387,0.28032076,0.33685156999999999,0.7803909,0.74127673999999999,0.71686850000000002,0.62416077000000003,0.52533850000000004,0.71335700000000002,0.66968274000000005,1.6552020000000001]
["1995-03-19",1.5577439,1.6419317,1.5221226999999999,1.5172509000000001,1.5775520999999999,1.5405769,1.6057671,1.3879927000000001,1.5553159000000001,1.6915260000000001,1.5212368000000001,1.5932328,1.6175548]
["1995-03-24",1.5355065000000001,1.6241348,1.5481735000000001,1.5208155999999999,1.5770857,1.5149419,1.6078334999999999,1.3590757,1.5226641000000001,1.6382129000000001,1.4872860000000001,1.5309587,1.7284117999999999]
["1995-03-29",2.0059817,2.0174568000000002,2.008067,1.8837657999999999,2.0177402,2.0083516000000001,2.1172008999999998,1.8658412,1.9602938000000001,1.9839960000000001,2.0438787999999999,2.1277710999999999,1.7559807999999999]
["1995-03-31",1.319099,1.3762304000000001,1.4704204000000001,1.1911491999999999,1.2257302999999999,1.4886785,1.4335856,1.3928921999999999,1.4071104999999999,1.415009,1.4265901999999999,1.4557945999999999,1.2371894000000001]
["1995-04-05",1.6481802000000001,1.7271771,1.7388273000000001,1.6035101,1.635375,1.7456604,1.7103326000000001,1.5828274,1.7045227999999999,1.7639164000000001,1.6379834,1.6652632000000001,1.6656310000000001]
["1995-04-10",1.3723586000000001,1.3894907000000001,1.5067873000000001,1.3274276,1.3554564,1.5564766999999999,1.4489917999999999,1.4187974000000001,1.4044563999999999,1.4582173,1.4395956000000001,1.5288974,1.5707952999999999]
["1995-04-15",1.2365065,1.2636185,1.4703487,1.1071297,1.1486253,1.4869836999999999,1.3718663,1.3966168000000001,1.3215154,1.2816851,1.3980918,1.4457201,1.5252405]
["1995-04-20",2.005255,1.9889576,1.9260014000000001,1.9524281999999999,2.0759215000000002,1.9098911999999999,2.0439090000000002,1.8336235999999999,1.9232696,1.9272312,1.9775604,2.0051231,1.7594696999999999]
["1995-04-23",2.1988021999999998,2.3564913000000001,2.286038,2.2604126999999998,2.2243156000000002,2.2955562999999999,2.2221289999999998,2.081712,2.2968747999999999,2.4963850000000001,2.1312894999999998,2.1446893,2.7266493000000001]
["1995-04-27",1.856965,1.8032783999999999,1.9477074000000001,1.7552646000000001,1.8340202999999999,1.9757735000000001,1.9407627999999999,1.9349618,1.8416942000000001,1.8617462,2.0038809999999998,2.0556993000000001,2.2324207]
["1995-05-02",2.8760938999999999,2.8856324999999998,2.9024519999999998,2.8650329999999999,2.9436437999999998,2.8855740000000001,2.9452505000000002,2.77061,2.8298117999999999,2.8851602000000001,2.8778980000000001,2.9048273999999998,2.653648]
["1995-05-07",3.9311812000000002,4.0981079999999999,4.0587169999999997,3.8713715,3.9149026999999998,4.1037473999999996,4.0778455999999998,3.819118,4.0199666000000001,4.1746949999999998,3.9387151999999999,4.0075082999999996,3.7838911999999998]
["1995-05-11",1.7938738000000001,1.7532323999999999,1.7685751999999999,1.7538165999999999,1.8097258000000001,1.8098411999999999,1.7876989999999999,1.7567697,1.7710433999999999,1.7942933999999999,1.8281018,1.8728372,1.9104502000000001]
["1995-05-14",2.6376343000000002,2.6661592000000001,2.6205387,2.6296425000000001,2.6803126000000002,2.6648109999999998,2.6541610000000002,2.5276027000000001,2.6272093999999999,2.7195683000000002,2.6216632999999998,2.6752777000000001,2.5067637]
["1995-05-19",2.4205933000000002,2.4134036999999999,2.5338577999999998,2.3753717000000001,2.4339483,2.4758700999999999,2.4958874999999998,2.4457835999999999,2.4187305000000001,2.3503276999999998,2.5001158999999999,2.4658916,2.375022]
["1995-05-24",2.0008460000000001,2.2036202,2.2624797999999999,1.980613,1.9204464000000001,2.1937036999999999,2.1072392,2.0504289999999998,2.1960782999999999,2.2624160999999998,2.0294859999999999,1.9645189999999999,2.8482341999999998]
["1995-05-25",2.9138595999999999,2.9598677000000002,3.2594310000000002,2.7120611999999999,2.8108314999999999,3.1358035000000002,3.141194,3.0825459999999998,3.0221515000000001,2.8329011999999998,3.1214917,3.011336,3.7444649000000001]
["1995-05-31",2.73075,2.6686217999999999,2.854562,2.6282505999999999,2.7132429999999998,2.8240297000000001,2.8341552999999999,2.8185399000000002,2.7127330000000001,2.5569777,2.8659189999999999,2.8563830000000001,2.3969333000000002]
["1995-06-05",2.3961985000000001,2.5408833,2.7291626999999998,2.3118508000000002,2.2864137000000002,2.729676,2.5754446999999998,2.5864625000000001,2.5677387999999999,2.637038,2.5726770000000001,2.5963318000000002,3.0729527000000001]
["1995-06-10",1.9928656,1.9038390000000001,2.1516801999999999,1.8293083999999999,1.9439192000000001,2.2168521999999999,2.0921333,2.0966396,1.9965959,1.8657537,2.1289791999999998,2.2210936999999999,1.777952]
["1995-06-11",1.2627409999999999,1.21326,1.3167458000000001,1.2107602,1.2544763000000001,1.2785690000000001,1.2992669999999999,1.3236116,1.2438602000000001,1.143006,1.3355060000000001,1.3209687000000001,1.1730391]
["1995-06-17",0.95645860000000005,0.97401269999999995,1.6508847,0.8560352,0.89186620000000005,1.1343089,1.0500764,1.0609221,1.0210716,0.98747090000000004,1.060881,1.0837760000000001,1.9697254]
["1995-06-22",4.3932640000000003,4.4406533000000001,4.5896153000000002,4.2582069999999996,4.348967,4.6665570000000001,4.5250415999999998,4.4167056000000002,4.4826293000000001,4.4693550000000002,4.4908337999999999,4.5453076000000001,4.2988109999999997]
["1995-06-27",4.1557760000000004,4.0655093000000004,4.5263815000000003,3.9120235000000001,4.0593753000000001,4.4711255999999997,4.4132559999999996,4.4714416999999997,4.1750309999999997,3.9961859999999998,4.5233129999999999,4.5127087000000001,3.6221199999999998]
["1995-06-28",4.7813134000000002,4.7191289999999997,4.97614,4.583494,4.7271413999999998,4.9842690000000003,4.9652240000000001,4.9341299999999997,4.7866507,4.6460786000000001,5.0287269999999999,5.031733,4.0457044]
["1995-07-05",3.0909840000000002,3.3102323999999999,3.2507887000000002,3.1276945999999999,3.0366369999999998,3.3637100000000002,3.1629434000000001,3.097,3.2639363000000001,3.5688396,3.1067703,3.210016,3.3149269000000001]
["1995-07-09",3.7433003999999999,3.6680000000000001,4.1701199999999998,3.448388,3.6130073,4.1474953000000001,4.0283100000000003,4.0725660000000001,3.8009750000000002,3.576416,4.0946179999999996,4.1208809999999998,3.4130691999999998]
["1995-07-14",4.2695106999999997,4.3932029999999997,4.7340859999999996,4.0717783000000001,4.1514259999999998,4.7005286000000002,4.5311794000000001,4.4238935000000001,4.4674744999999998,4.3810169999999999,4.4483689999999996,4.4103785000000002,4.8980217000000001]
["1995-07-15",3.8638248000000002,3.89215,3.5415960000000002,4.0533795000000001,4.0423173999999999,3.6193244,3.6725623999999999,3.4920751999999999,3.7870914999999998,4.0091749999999999,3.6278147999999999,3.6444016000000001,3.2100789999999999]
["1995-07-19",2.1066677999999999,2.1660073,2.4755850000000001,1.989565,2.0189430000000002,2.4961419999999999,2.2814252000000002,2.305787,2.2308792999999998,2.2144172000000002,2.2527518,2.3053664999999999,3.4413119999999999]
["1995-07-26",3.8283071999999998,4.0119759999999998,3.8959076000000001,3.9888180000000002,3.9076694999999999,4.0112313999999998,3.8110015000000002,3.6594283999999999,3.9289402999999998,4.2810974000000002,3.6964324,3.8111739999999998,4.2548747000000002]
["1995-07-31",4.3750023999999996,4.5222315999999996,4.3701854000000004,4.4591430000000001,4.4741499999999998,4.5565743000000003,4.3893069999999996,4.1151059999999999,4.4070897000000002,4.7243123000000002,4.2156830000000003,4.4141225999999998,4.3557233999999996]
["1995-08-01",4.5886290000000001,4.7579969999999996,4.6496266999999998,4.6082520000000002,4.6335297000000004,4.8723520000000002,4.6644930000000002,4.4060287000000002,4.6549589999999998,5.0057716000000001,4.5129650000000003,4.7559576000000003,4.3745570000000003]
["1995-08-06",3.7235564999999999,3.7680109000000002,3.7205105000000001,3.6900933,3.7644959999999998,3.828462,3.76667,3.5941714999999999,3.7145760000000001,3.8520737,3.7078948,3.8479670000000001,3.2871160000000001]
["1995-08-11",4.1982850000000003,4.4304136999999999,4.1535140000000004,4.2743583000000003,4.2809733999999997,4.3698379999999997,4.2585009999999999,3.9031064999999998,4.2409872999999996,4.7416039999999997,4.0652169999999996,4.3277840000000003,4.196288]
["1995-08-17",3.3137745999999999,3.2368082999999999,3.7310211999999998,2.9272149999999999,3.1820965000000001,3.7600899999999999,3.6802782999999999,3.5168623999999999,3.3363230000000001,3.094338,3.6211831999999999,3.7574356,3.3977455999999999]
["1995-08-18",3.3928924,3.4821154999999999,3.3851415999999999,3.3577360000000001,3.4527860000000001,3.4764699999999999,3.4689983999999998,3.2116864000000001,3.3712651999999999,3.5155275000000001,3.3419998,3.4761128000000001,2.8656619000000001]
["1995-08-23",1.9138598,2.0488488999999999,1.6052651,2.3101820000000002,2.154169,1.7443052999999999,1.6473662,1.5206507,1.8676356000000001,2.3590909999999998,1.5589668000000001,1.6799742,1.9806391999999999]
["1995-08-29",0.98353950000000001,1.4634821,0.8770715,1.4658237999999999,1.0307603000000001,0.98581540000000001,0.91052520000000003,0.86077459999999995,1.4076959,1.6269435000000001,0.90042199999999994,1.0034909999999999,2.0690590000000002]
["1995-09-03",2.3600810000000001,2.4768886999999999,2.2962729999999998,2.324951,2.3948106999999998,2.3796162999999999,2.4344692000000001,2.1264267000000001,2.3441920000000001,2.5607924,2.2914257,2.4342429999999999,2.0886393000000001]
["1995-09-04",1.9194773000000001,2.0156033,1.8939496,1.8916466999999999,1.9594803999999999,1.927565,1.9859751000000001,1.7287732,1.9036548,2.0349178000000001,1.8511016,1.9506052,1.8900570000000001]
["1995-09-09",2.6407995,2.7568153999999998,2.7125585000000001,2.5698167999999999,2.6568565,2.7608250000000001,2.7587538,2.4648639999999999,2.6656594,2.8287179999999998,2.6083400000000001,2.7315988999999998,2.6490974]
["1995-09-14",1.0553372999999999,1.1934537999999999,1.1313599999999999,1.0556650000000001,1.0259088000000001,1.1382000000000001,1.1053835999999999,1.0101376,1.1419617,1.2589839,1.0297491999999999,1.0455502999999999,1.5370181000000001]
["1995-09-16",0.87658800000000003,0.93013190000000001,0.94330380000000003,0.87967379999999995,0.86992020000000003,0.95360319999999998,0.90968150000000003,0.90842710000000004,0.91245710000000002,0.97588989999999998,0.91365510000000005,0.94041569999999997,1.425405]
["1995-09-21",1.6109819999999999,1.7228095999999999,1.4906625,1.6114587,1.7039523999999999,1.5523849000000001,1.6858544,1.2639172999999999,1.5323241999999999,1.8016186000000001,1.4725755,1.6536112000000001,1.5376095000000001]
["1995-09-26",0,0,0,0.33216430000000002,0.33510232000000001,0,0,0,0,0,0,0,0.16616185999999999]
["1995-10-01",0.7462183,0.80316529999999997,0.84744730000000001,0.66520650000000003,0.73210542999999995,0.77291540000000003,0.88808500000000001,0.70645329999999995,0.73915649999999999,0.74015640000000005,0.79903822999999996,0.82058880000000001,0.96837949999999995]
["1995-10-05",1.3319057999999999,1.4426535,1.3953526999999999,1.1825353000000001,1.329534,1.4032757,1.5153167000000001,1.1544255000000001,1.3068609,1.4434323,1.3347011,1.4859869999999999,1.6555312]
["1995-10-08",1.1912163,1.3443731000000001,1.3146039,1.0720757999999999,1.2149755,1.2710520000000001,1.4098054,0.9753269,1.1672750000000001,1.3314842,1.1663307000000001,1.3142415000000001,2.2149944000000001]
["1995-10-13",0.55568545999999996,0.54968125000000001,0.60161050000000005,0.48005209999999998,0.54824280000000003,0.66252929999999999,0.64253059999999995,0.52161000000000002,0.52990559999999998,0.55054599999999998,0.58389294000000003,0.72032589999999996,0.50183049999999996]
["1995-10-18",0.38409460000000001,0.49269595999999999,0.69360303999999995,0.29525723999999998,0.28607537999999999,0.71330539999999998,0.55225617000000005,0.5540216,0.51736104000000005,0.56520550000000003,0.52100634999999995,0.56928920000000005,1.4982127000000001]
["1995-10-23",0.45115304000000001,0.48328949999999998,0.56276760000000003,0.36764364999999999,0.43668119999999999,0.57479080000000005,0.54448277,0.49144956000000001,0.45158026000000001,0.48708620000000002,0.52141890000000002,0.58952769999999999,0.81390094999999996]
["1995-10-25",1.4639053,1.5895178000000001,1.4887611000000001,1.3765274999999999,1.4453237000000001,1.5547740000000001,1.5805016000000001,1.2724491,1.4858323,1.7083666,1.4381058,1.6019772000000001,2.0192207999999998]
["1995-10-30",0.16823308000000001,0.25031506999999997,0.16155744,6.7994474999999999E-2,0.18672073,0.18644822999999999,0.32666965999999997,0,8.2327200000000003E-2,0.23804837000000001,0.13599169999999999,0.32123232000000002,0.35408400000000001]
["1995-11-04",0.60457660000000002,0.70635499999999996,0.33760225999999999,0.81209825999999996,0.75679445000000001,0.49048764,0.51528510000000005,0.17612459,0.52697780000000005,0.93709779999999998,0.34697076999999998,0.58355060000000003,0.78948620000000003]
["1995-11-09",0.1228219,0.15182272999999999,0,0.14312498000000001,0.12223843500000001,0,0,0,0,0.24037854,0,0,0]
["1995-11-10",0.18352914000000001,0.2134972,0.14938836999999999,0.22552136,0.19920994,0.21435383999999999,0.15854657999999999,0.14645620000000001,0.19047557000000001,0.19096054000000001,0.15289970999999999,0.2190588,0.18727874999999999]
["1995-11-16",0.3007919,0.26765220000000001,0.39511147000000002,0.19704466000000001,0.26891490000000001,0.41697194999999998,0.37995259999999997,0.37190157000000001,0.29398495000000002,0.25629622000000002,0.39555299999999999,0.45889543999999999,0.45289740000000001]
["1995-11-21",0.47989595000000002,0.57770633999999998,0.23125689999999999,0.72243659999999998,0.61636460000000004,0.28851520000000003,0.29032619999999998,0.1917133,0.46611409999999998,0.77536726,0.23647550000000001,0.26237139999999998,0.40910800000000003]
["1995-11-26",0.1254014,0.14442936000000001,0.13212773,3.7369146999999998E-2,0.127715,0.15107664000000001,0.13446093000000001,0.12035865,0.13288402999999999,9.8873340000000004E-2,0.13905646999999999,0.17176317999999999,0.18595138]
["1995-11-29",0.19288338999999999,0.20361164000000001,0.21824764999999999,0.14578406999999999,0.17808650000000001,0.26907789999999998,0.23216513999999999,0.19884170000000001,0.19164497999999999,0.25383654,0.22664022,0.29908296000000001,0.14555319]
["1995-12-03",0,0,0,0,0,0,0,0,0,1.6362758000000002E-2,0,0,0.10097472]
["1995-12-08",0,0,0,0,0,0,0,0,0,5.9916556000000003E-2,0,5.5352136000000003E-2,0]
["1995-12-13",0,0,7.9421590000000001E-4,0,0,1.8246721E-2,0,9.7516210000000002E-3,0,0,2.1099784999999999E-2,5.733133E-2,0]
["1995-12-17",3.9521000000000001E-2,5.13587E-2,5.4435079999999997E-2,3.6424298000000001E-2,3.6938134999999997E-2,8.329868E-2,4.2803526000000001E-2,3.4520506999999999E-2,5.3046825999999998E-2,3.2264497000000003E-2,4.0750666999999997E-2,7.3007870000000002E-2,0.18836417999999999]
["1995-12-20",3.9347130000000001E-2,5.819527E-2,2.4405260000000002E-2,5.3079399999999999E-2,4.7993317000000001E-2,4.8456717000000003E-2,4.2089447000000002E-2,1.5088008E-2,3.7251640000000003E-2,0.10603765,4.3382316999999997E-2,7.6700760000000007E-2,0.28037383999999999]
["1995-12-25",4.4034625999999997E-3,0.10071108500000001,0,0,1.1519072999999999E-2,3.6547574999999999E-2,7.3708860000000001E-2,0,0,0.15555339000000001,0,8.5357710000000003E-2,0.100722626]
["1995-12-30",0.45872795999999999,0.55662319999999998,0.38840276000000001,0.54270560000000001,0.45197500000000002,0.44294366000000002,0.41763285,0.35328080000000001,0.51718043999999996,0.72059790000000001,0.39502028,0.42584739999999999,0.1493476]
["1995-12-31",0,0,0,0,0,0,0,0,0,0,0,0,2.2821142000000001E-3]
["1996-01-04",0.18094368,0.18778271999999999,0.21483898000000001,0.15905032999999999,0.17190458,0.21875243999999999,0.20218873000000001,0.19812673,0.19322616000000001,0.20764123000000001,0.2167885,0.23040264999999999,0.12826770000000001]
["1996-01-11",0.19485142999999999,0.18563043000000001,0.22208057,0.16494433999999999,0.18391787000000001,0.23038313999999999,0.21563007000000001,0.22466725000000001,0.19686841999999999,0.19793577000000001,0.2405098,0.25447828,3.7977829999999997E-2]
["1996-01-16",0,0,0,0,0,0,0,0,0,0,0,0,0]
["1996-01-17",0,0,0,0,0,0,0,0,0,0,0,0,0]
["1996-01-23",0.32436644999999997,0.40661093999999998,0.30959084999999997,0.36103745999999998,0.35270315000000002,0.31013482999999997,0.29846349999999999,0.27449560000000001,0.33072185999999998,0.44718435000000001,0.30203453000000002,0.30356699999999998,0.44339563999999998]
["1996-01-28",0.20489505,0.24688379999999999,0.25448330000000002,0.23337358,0.21567716000000001,0.25117344000000003,0.18893723000000001,0.2233407,0.29106027000000001,0.29338597999999999,0.18759493999999999,0.18257728000000001,0.32834269999999999]
["1996-02-02",0.17562246000000001,0.15463753,0.14761566000000001,0.16811047000000001,0.20119790000000001,0.19307673,0.17652224999999999,0.13527384000000001,0.13810502,0.18957906999999999,0.17145212000000001,0.24319768,0.14438629]
["1996-02-03",0.50717809999999997,0.52807990000000005,0.32313657000000001,0.60910149999999996,0.59089040000000004,0.38843197000000002,0.42869784999999999,0.28112972000000003,0.45420396000000002,0.61514279999999999,0.38003062999999998,0.47140969999999999,0.28215572]
["1996-02-10",0.58417785,0.59170599999999995,0.63896333999999999,0.54814839999999998,0.57731129999999997,0.64160854,0.62937799999999999,0.58041089999999995,0.59230300000000002,0.6091067,0.62507440000000003,0.65399569999999996,0.56687960000000004]
["1996-02-14",0.70815519999999998,0.75576352999999996,0.55958129999999995,0.81548200000000004,0.79480260000000003,0.60855066999999996,0.63186485000000003,0.51559173999999997,0.66849639999999999,0.85137370000000001,0.59529560000000004,0.6634601,0.61352753999999998]
["1996-02-19",1.0223466000000001,0.97771450000000004,0.95515700000000003,1.0459543,1.0954803,0.93720740000000002,0.99779019999999996,0.90492969999999995,0.95547079999999995,0.96843699999999999,1.0017149999999999,1.0183226000000001,0.76592400000000005]
["1996-02-20",0.98740919999999999,1.0118339999999999,1.1031063999999999,0.8781774,0.92718199999999995,1.0762389000000001,1.0612687000000001,1.0151870000000001,1.0528489999999999,1.0037324000000001,1.068039,1.0483875,1.1031253000000001]
["1996-02-25",0.39487576000000002,0.42540124000000001,0.30236395999999999,0.60741129999999999,0.58016014000000005,0.32677856,0.32715937,0.28991993999999999,0.38701642000000003,0.49088500000000002,0.32416576000000002,0.33691125999999999,0.36864903999999998]
["1996-02-28",0.64576279999999997,0.60803910000000005,0.60312885000000005,0.60690040000000001,0.67026819999999998,0.62593489999999996,0.68280065000000001,0.54418679999999997,0.59025276000000004,0.5932212,0.64994585999999999,0.73022560000000003,0.44575643999999998]
["1996-03-07",0.67174179999999994,0.69697290000000001,0.79750425000000003,0.88284910000000005,0.86175190000000002,0.65983199999999997,0.63651055000000001,0.75176100000000001,0.67423339999999998,0.76167625000000005,0.78385830000000001,0.78059089999999998,0.75482300000000002]
["1996-03-08",0.95983689999999999,1.0496548000000001,0.91608990000000001,1.0257487000000001,0.99899130000000003,0.91509479999999999,0.92303760000000001,0.81704790000000005,0.99071169999999997,1.1187826000000001,0.87331610000000004,0.8746332,1.0122167]
["1996-03-13",1.2831562999999999,1.2623755000000001,1.3102317999999999,1.2112632000000001,1.2784297,1.3167489000000001,1.3233284000000001,1.2608661999999999,1.2770499,1.2690383999999999,1.3416433000000001,1.3672352000000001,1.1326898000000001]
["1996-03-18",0.84862499999999996,0.79207039999999995,0.80818014999999999,0.80160949999999997,0.87268089999999998,0.83053239999999995,0.8623963,0.80330073999999996,0.79025500000000004,0.79087377000000003,0.87104499999999996,0.9203732,0.33149519999999999]
["1996-03-24",0.65630409999999995,0.61758310000000005,0.68877129999999998,0.60608613,0.65048629999999996,0.67031205000000005,0.68806109999999998,0.69591959999999997,0.63940830000000004,0.59418404000000002,0.73007023000000004,0.72523179999999998,0.30176730000000002]
["1996-03-25",0.92172520000000002,0.94085960000000002,0.86360599999999998,0.94441410000000003,0.9476154,0.86771560000000003,0.88810319999999998,0.83586269999999996,0.9193038,0.96761379999999997,0.88480720000000002,0.88228799999999996,0.54096569999999999]
["1996-03-30",1.3548973,1.4090049,1.3032174999999999,1.3584883999999999,1.4131981,1.3049877000000001,1.3747138000000001,1.1954842999999999,1.3220253,1.4173977,1.3021824,1.3527784,1.3191234999999999]
["1996-04-05",1.7803032000000001,1.8187536,1.8777520000000001,1.6722523,1.7752254000000001,1.8329839000000001,1.9137999999999999,1.7284625,1.7737364,1.7723788,1.8521479999999999,1.8838264,1.907022]
["1996-04-10",0.41145334,0.42430696000000001,0.46944649999999999,0.42022749999999998,0.41286987000000003,0.51675457000000002,0.43025079999999999,0.43848166,0.42764734999999998,0.50010940000000004,0.43379980000000001,0.49375089999999999,1.0866163]
["1996-04-11",1.0782921000000001,1.0254437999999999,1.1133903999999999,1.0278853999999999,1.0820167999999999,1.0917252,1.1217054,1.1161884,1.0406470000000001,0.98030079999999997,1.1536968000000001,1.1569039000000001,0.33685556]
["1996-04-16",2.4953634999999998,2.6484505999999999,2.3424165000000001,2.6731102,2.60379,2.5383065,2.3714590000000002,2.1956668000000001,2.538367,2.9632779999999999,2.2738573999999998,2.4469732999999998,2.2540638]
["1996-04-21",3.6477072000000001,3.8544529999999999,3.8339530000000002,3.5549110000000002,3.6271564999999999,3.8677917000000002,3.8135085000000002,3.4780383000000001,3.7706727999999998,3.9479809000000001,3.6105108000000001,3.6844952000000002,4.1140093999999996]
["1996-04-23",1.5785073000000001,1.6467746000000001,1.3292841,1.8387625999999999,1.7542688,1.3494762,1.3847594999999999,1.2831680000000001,1.5299256999999999,1.759393,1.348069,1.3454592999999999,1.4274903999999999]
["1996-04-28",2.2602066999999999,2.2887993,2.4007260000000001,2.1074600000000001,2.1818738,2.4185873999999998,2.3982768000000001,2.3355823,2.3110957000000001,2.3082739999999999,2.414625,2.4632982999999999,2.5718842]
["1996-05-03",1.6201242,1.5829481999999999,2.0073919999999998,1.4158033000000001,1.5154151,1.9404939999999999,1.8382073999999999,1.895734,1.6961288000000001,1.5308900999999999,1.899152,1.892161,1.9624687000000001]
["1996-05-08",3.0739996000000001,3.047892,3.1969664,2.9328751999999998,3.0680744999999998,3.1216664000000001,3.2085762,3.0781748000000002,3.0668945000000001,2.9684566999999999,3.2170402999999999,3.1756793999999999,2.9223944999999998]
["1996-05-12",2.2798438000000001,2.3388965000000002,2.2026908000000001,2.3216944000000002,2.3353212000000001,2.2668590000000002,2.2364139999999999,2.1137980000000001,2.2882251999999998,2.3615425000000001,2.1826031000000001,2.2260665999999998,2.0822172000000001]
["1996-05-15",2.8000194999999999,2.7222184999999999,2.5687102999999998,2.8322731999999999,2.9105742000000001,2.6179256,2.7076337000000001,2.6159180000000002,2.6777723,2.7447710000000001,2.7626210000000002,2.7972785999999998,2.3892894]
["1996-05-20",3.2501266000000002,3.3660464000000001,3.4601191999999998,3.1880321999999999,3.2304415999999998,3.3773996999999998,3.3746464,3.2357428000000001,3.3532991000000001,3.3547378000000001,3.3119483000000001,3.2349489999999999,3.9569687999999998]
["1996-05-25",2.8695415999999998,3.0169777999999998,2.9530246,2.8835734999999998,2.8557429999999999,2.9341754999999998,2.9106999999999998,2.8008974000000002,2.9747157,3.0943550000000002,2.8547796999999999,2.8127756000000002,3.3066971000000001]
["1996-05-30",3.739519,3.7698884000000001,3.9187631999999999,3.6649126999999999,3.7245555000000001,3.9022112,3.8480403000000001,3.7616608,3.7943552,3.7738882999999999,3.8134017,3.7857468000000001,3.3710290999999999]
["1996-06-04",3.3497211999999998,3.5371687000000001,3.9151710999999998,3.099396,3.1444182000000001,3.8179707999999999,3.6763135999999998,3.6228379999999998,3.6219823,3.5277584000000002,3.6088939999999998,3.5136704000000001,4.8234170000000001]
["1996-06-06",4.8632884000000001,4.9881472999999996,5.0013294000000004,4.7811149999999998,4.8271199999999999,5.1085156999999999,4.9894489999999996,4.8212175000000004,4.9708589999999999,5.1030892999999997,4.906981,4.9662423000000002,4.8448352999999997]
["1996-06-11",3.4616292,3.7781744000000002,2.8331506000000002,3.9741628000000002,3.7302184,2.9252061999999999,3.0267262000000001,2.7096262000000002,3.4940015999999998,4.0652556000000004,2.8538594000000002,2.8170142,3.3743927]
["1996-06-16",4.2922177000000001,4.3231063000000001,4.4247316999999997,4.2146907000000002,4.283175,4.4955829999999999,4.4062934,4.3217350000000003,4.3296700000000001,4.3623346999999999,4.3964059999999998,4.4383299999999997,4.1277813999999999]
["1996-06-17",4.2975453999999997,4.3882747000000002,4.7175206999999997,4.0929216999999998,4.1756196000000001,4.8000879999999997,4.563688,4.5159903000000003,4.4606943000000001,4.5109462999999996,4.5383386999999997,4.6029058000000003,4.9660029999999997]
["1996-06-23",3.1346270000000001,3.0625676999999998,3.3764105,2.913303,3.0486941000000001,3.3698459999999999,3.3188689999999998,3.3294876000000002,3.1586162999999998,3.0220289999999999,3.3791291999999999,3.3784852000000001,3.023663]
["1996-06-28",1.6418562000000001,1.7228534,1.7665312,1.5779201,1.5758795000000001,1.7517936999999999,1.7113944000000001,1.6975332000000001,1.7364419,1.7567520000000001,1.7065083999999999,1.6882952,1.9232260000000001]
["1996-07-03",1.4267479000000001,1.5375535,1.7743051999999999,1.3631040000000001,1.3406875,1.6889761999999999,1.5837749999999999,1.6178836000000001,1.5762491000000001,1.558003,1.5758380999999999,1.5204399,2.1169457]
["1996-07-06",2.4724069000000002,2.5547854999999999,2.4368470000000002,2.6437259000000002,2.5839713,2.4305333999999998,2.3875123999999999,2.3024100000000001,2.4937605999999999,2.6396030000000001,2.3383216999999998,2.3250994999999999,2.8053794000000001]
["1996-07-10",3.927162,3.9628684999999999,4.0667724999999999,3.8301674999999999,3.9162560000000002,4.0620246,4.0233382999999998,3.9035776000000002,3.9833384000000001,3.9479891999999999,3.9808235000000001,3.9638512000000001,4.5446679999999997]
["1996-07-15",3.2034237000000001,3.1194245999999999,3.7333962999999999,2.785358,2.9858419999999999,3.7018930000000001,3.5814564,3.6445224000000001,3.2940966999999999,3.0181718000000002,3.6645743999999998,3.6865934999999999,3.4726477]
["1996-07-20",4.1856119999999999,4.2584204999999997,4.2226796000000002,4.1343775000000003,4.2064037000000001,4.3813560000000003,4.2680829999999998,4.0880713000000002,4.2079386999999997,4.3763733,4.2011149999999997,4.3408723,4.4801415999999996]
["1996-07-21",4.2951220000000001,4.3906745999999996,4.6073009999999996,4.1309880000000003,4.2331038000000003,4.7885264999999997,4.5195220000000003,4.3465594999999997,4.4068820000000004,4.5020179999999996,4.4152335999999996,4.6078562999999999,4.9408909999999997]
["1996-07-29",2.5463939999999998,2.7089240000000001,2.7007148000000001,2.4988543999999999,2.4658747000000001,2.7083192,2.6575644,2.5827887,2.6824560000000002,2.8014890000000001,2.6078749000000001,2.603764,2.2483534999999999]
["1996-08-01",2.7937547999999999,2.8700049999999999,2.8284764,2.8411580000000001,2.8221557000000002,2.8977458,2.7918354999999999,2.7050424,2.8442805,3.0276265000000002,2.7575229999999999,2.8210259999999998,2.8028007000000001]
["1996-08-06",3.6600633,3.8412988000000001,3.4944354999999998,3.7140083000000002,3.6852317000000001,3.605664,3.5981233000000001,3.3707733000000002,3.741187,4.0243339999999996,3.5066652,3.5590739999999998,3.2608967]
["1996-08-07",2.8532671999999999,2.6470734999999999,3.0322491999999999,2.5648417000000001,2.7783145999999999,3.1046676999999998,3.0398000000000001,3.0657513000000001,2.7779026,2.6201639999999999,3.1532254000000002,3.262778,2.1840522]
["1996-08-11",1.8360128,1.8787997999999999,1.7166766,1.9343071999999999,1.9108849000000001,1.7625504000000001,1.7567606,1.673567,1.8196680000000001,1.956806,1.7223759999999999,1.7643404,1.8310169999999999]
["1996-08-18",3.9144456000000001,4.0685500000000001,4.1285160000000003,3.773542,3.9041624000000001,4.2489885999999997,4.1576709999999997,3.7970445000000002,3.9721943999999998,4.1674020000000001,3.9612668000000002,4.1789893999999999,4.4994244999999999]
["1996-08-23",2.1583111000000001,2.2585282000000002,2.1466989999999999,2.1377225000000002,2.1435143999999999,2.1793458000000001,2.1879184,2.0622248999999999,2.2099652000000001,2.3357450000000002,2.1393203999999999,2.1661039999999998,1.8325738]
["1996-08-24",2.0819055999999998,2.213473,2.1917119999999999,2.0249898000000002,2.0324962000000002,2.1892705000000001,2.1630063000000002,2.0413093999999998,2.1863127000000002,2.2626463999999999,2.0962521999999999,2.0994130000000002,2.46814]
["1996-08-30",2.0491776000000002,2.0182579999999999,1.9298770000000001,2.1038663,2.1460287999999998,1.9917537999999999,1.9813152999999999,1.8836904000000001,1.9828030000000001,2.0695304999999999,1.9683014000000001,2.041169,1.6436309]
["1996-09-04",1.9102778,1.9662375000000001,1.9633487000000001,1.9181490000000001,1.9178932,2.0094721,1.9265247999999999,1.8654804,1.9559820000000001,2.064505,1.9063863000000001,1.9564223999999999,1.9818122]
["1996-09-09",2.1030294999999999,2.0940273,2.0420791999999999,2.0826638000000002,2.1258623999999999,2.1059424999999998,2.0880127000000002,1.9990456000000001,2.0860455,2.1646923999999999,2.0894392000000002,2.1594503,1.7267239999999999]
["1996-09-10",1.5882761000000001,1.5720616999999999,1.4829344,1.6131442,1.6428640000000001,1.5697056,1.5343541000000001,1.4713129,1.5485469999999999,1.6431985,1.5392861,1.628852,1.276097]
["1996-09-15",1.8285586,1.9841218,1.7134978000000001,1.7820262,1.8992186,1.902636,1.9385855999999999,1.4186270999999999,1.7726596999999999,2.0830476,1.6625593999999999,1.9785577999999999,2.1139803000000001]
["1996-09-22",1.1239532000000001,1.1872338,1.03864,1.4915442000000001,1.4447258000000001,1.1303207,1.0470394000000001,0.98691910000000005,1.140455,1.3413115,1.0291889000000001,1.1133564,1.5129366]
["1996-09-26",1.0440506000000001,1.1905490000000001,1.0978231000000001,1.0391258000000001,1.0238289,1.1003532,1.0739144,0.97900100000000001,1.1315508000000001,1.2559579999999999,1.0088269999999999,1.0177368,1.7058523999999999]
["1996-09-27",1.5618589,1.6420212000000001,1.7405362,1.4493357,1.5236510999999999,1.7508307000000001,1.7161206,1.5394146,1.6128168000000001,1.6814628,1.6268279999999999,1.7169493,2.2771819999999998]
["1996-10-02",1.0187283,1.1383403999999999,1.0110882999999999,0.91167880000000001,1.0392478000000001,1.0812234000000001,1.1768215,0.78153074,0.97260780000000002,1.1654154000000001,0.97253040000000002,1.1886281999999999,1.162765]
["1996-10-05",1.4221927999999999,1.4692069999999999,1.3534979,1.3886601000000001,1.4739108999999999,1.4002414000000001,1.4823337999999999,1.1796648999999999,1.3695630999999999,1.4999610000000001,1.3528378000000001,1.5015996,1.2350675]
["1996-10-13",1.3531365,1.4153830999999999,1.3262598999999999,1.2521081000000001,1.3939627000000001,1.3448514,1.483851,1.1288676,1.2699366000000001,1.4011339,1.3222187000000001,1.4904538000000001,1.1367787]
["1996-10-14",0.99912809999999996,1.1122502000000001,1.0844232,0.93356640000000002,0.95491899999999996,1.1334959,1.0825716999999999,0.95644090000000004,1.0679528,1.1898701,1.0063466999999999,1.0865952000000001,1.2180713000000001]
["1996-10-19",1.1052881000000001,1.2006317,0.99099519999999997,1.1289967000000001,1.1746846,1.0480727000000001,1.1099535,0.83598757000000001,1.0630511,1.2850077,0.97750349999999997,1.1077079999999999,1.1061717]
["1996-10-24",0.52854042999999995,0.64138835999999999,0.56536542999999995,0.51681566000000001,0.53874206999999996,0.63043033999999998,0.57881130000000003,0.45513940000000003,0.54814459999999998,0.73516654999999997,0.49787930000000002,0.61280966000000003,0.77491980000000005]
["1996-10-30",0.76421220000000001,0.79858549999999995,0.71296700000000002,0.80577299999999996,0.81129790000000002,0.79553960000000001,0.73534374999999996,0.67124384999999998,0.74951049999999997,0.91397379999999995,0.71613000000000004,0.82413999999999998,0.69612216999999998]
["1996-10-31",0.65228980000000003,0.61850064999999999,0.67721796000000001,0.59437200000000001,0.63971900000000004,0.71193879999999998,0.67585790000000001,0.67635330000000005,0.64513606000000001,0.64076834999999999,0.70896139999999996,0.75054810000000005,0.65963260000000001]
["1996-11-05",1.8705178,1.9576458000000001,1.8247716,1.8396184,1.9050936000000001,1.8695356000000001,1.9139332,1.6440579,1.8640498000000001,2.045426,1.8093984000000001,1.9317629999999999,1.6146107999999999]
["1996-11-10",0.23372282,0.18090100000000001,0.21235694999999999,0.13989842,0.1214684,0.23904647000000001,0.22156224999999999,0.18243408,0.26493095999999999,0.24537244,0.20790797,0.23147870000000001,0.12050470000000001]
["1996-11-15",0,1.7464248000000002E-2,0,0,1.4706455E-3,0,4.1847403999999998E-2,0,0,8.3847450000000004E-2,0,0.109335236,7.2195574999999998E-2]
["1996-11-17",0,2.4989321999999998E-3,3.1947179999999999E-2,9.0719880000000003E-2,9.3678415000000001E-2,4.2004142000000001E-2,1.6373470000000001E-2,2.7997749999999998E-2,6.1113927999999996E-3,3.1859209999999999E-2,3.2055739999999999E-2,5.3466470000000002E-2,7.7316955000000007E-2]
["1996-11-22",0.24552847,0.28721476000000001,0.23595706,0.28612554000000001,0.26809706999999999,0.26528429999999997,0.22924792999999999,0.18939724999999999,0.26095702999999998,0.36002669999999998,0.20966868,0.24872485,0.3423465]
["1996-11-27",8.7222670000000002E-2,8.2841219999999993E-2,1.53946625E-2,0.12025048000000001,0.119101025,5.6757866999999997E-2,5.8981899999999997E-2,2.1053424000000001E-2,5.5499695000000002E-2,0.13209446,5.7751379999999998E-2,0.10601563999999999,0]
["1996-11-29",0.44215795000000002,0.44363785,0.48968324000000002,0.40234533,0.42483939999999998,0.50325375999999999,0.47091870000000002,0.46614804999999998,0.45931524000000001,0.46925850000000002,0.48844244999999997,0.50775594000000002,0.44681885999999998]
["1996-12-04",0.31757158000000002,0.37386920000000001,0.31610796000000002,0.30142600000000003,0.33675727,0.35542311999999998,0.39495036,0.15908897,0.29354439999999998,0.42781296000000002,0.28061932000000001,0.42723613999999999,0.57511484999999996]
["1996-12-09",0,0,0,0,0,0,0,0,0,0,0,0,0]
["1996-12-14",0.16400738000000001,0.20754690000000001,0.10442651999999999,0.19419690000000001,0.20790090999999999,0.16134039,0.16643353999999999,2.3464487999999999E-2,0.13582142999999999,0.28548494000000002,9.6373719999999996E-2,0.21270177000000001,0.22474277000000001]
["1996-12-18",8.1096139999999994E-3,2.1582130000000001E-2,0,9.8474619999999995E-3,9.8519560000000003E-3,2.3579487999999999E-2,3.7492274000000001E-3,0,1.3730966000000001E-2,5.3100250000000002E-2,0,2.6491384999999999E-2,1.9316113999999999E-2]
["1996-12-21",0.47578534,0.52959230000000002,0.51786829999999995,0.46145113999999998,0.41350555,0.51989300000000005,0.4975851,0.45612434000000002,0.52283199999999996,0.58098035999999997,0.49313639999999997,0.49751810000000002,0.8519584]
["1996-12-26",0.20312396999999999,0.28535378,7.4383889999999994E-2,0.23460549999999999,0.25888914000000002,0.17025762999999999,0.19939817000000001,0,0.15418464000000001,0.39022420000000002,9.1166759999999999E-2,0.24982679999999999,0.2244456]
["1996-12-31",0.69155929999999999,0.75144140000000004,0.62289890000000003,0.69395169999999995,0.69430630000000004,0.65108675000000005,0.68486329999999995,0.56479290000000004,0.71067579999999997,0.8083669,0.65447619999999995,0.69314635000000002,0.6668037]
["1997-01-05",0.31881429999999999,0.371585,0.40738764,0.28724055999999998,0.30249166,0.41924225999999998,0.3915033,0.38534093000000003,0.38585322999999999,0.39582850000000003,0.4110799,0.42400774000000002,0.36729866]
["1997-01-09",7.5702080000000005E-2,5.5760674000000003E-2,0.10439046,6.3406749999999998E-2,5.6583405000000003E-2,9.8067544000000006E-2,0.109390736,0.10928069,6.354514E-2,8.8469880000000001E-2,0.10962740999999999,0.10839715,0.37637885999999998]
["1997-01-12",0,0,0,0,0,0,0,0,0,0,0,0,8.3337984999999996E-3]
["1997-01-17",0.13707230000000001,0.15451590000000001,0.13968729999999999,0.14201167000000001,0.1453101,0.15460123000000001,0.13682498000000001,0.12128100999999999,0.14080991000000001,0.19306897000000001,0.13641633,0.15678412,0.1181881]
["1997-01-22",3.8403871999999999E-2,0.14295626,0.10662826,5.2067887E-2,4.7213725999999998E-2,0.12189104000000001,0.111594476,9.303264E-2,0.13554403000000001,0.166681,0.10800327,0.11887108,4.4949877999999999E-2]
["1997-01-23",6.8328395E-2,8.5757760000000002E-2,5.0795435999999999E-2,5.9661087000000002E-2,8.3642389999999997E-2,9.2267916000000005E-2,7.5786635000000005E-2,1.9871030000000001E-2,5.5264458000000002E-2,0.12238452599999999,4.8785574999999998E-2,0.11701325999999999,0]
["1997-01-29",1.737936E-2,7.4342970000000003E-3,4.0840846E-2,9.5601809999999995E-2,0.1148346,7.9750896000000002E-2,3.8264867000000001E-2,4.6784945000000001E-2,1.9744713000000001E-2,2.9075515999999999E-2,5.5201508000000003E-2,9.6855520000000001E-2,8.6591189999999998E-2]
["1997-02-03",0.36603524999999998,0.42666236000000002,0.37856440000000002,0.32773954,0.38376399999999999,0.39063287000000002,0.44749563999999997,0.22467139999999999,0.34013197000000001,0.43659904999999999,0.33458283999999999,0.4401486,0.52769940000000004]
["1997-02-08",0.12425920999999999,0.16531955000000001,0.16307193,0.11150624000000001,0.12584065,0.16783086999999999,0.17452998,7.387444E-2,0.12438448000000001,0.18434424999999999,0.11859488,0.16861555,0.51697236000000002]
["1997-02-09",0.37297912999999999,0.41420525000000002,0.47583490000000001,0.35386318,0.35977461999999999,0.4604548,0.41344534999999999,0.39743210000000001,0.41915669999999999,0.43796723999999998,0.40071420000000002,0.40061432000000002,0.72257625999999997]
["1997-02-15",0.59271549999999995,0.67685839999999997,0.58583540000000001,0.50961875999999995,0.60934155999999995,0.61515520000000001,0.71709820000000002,0.37886809999999999,0.54758320000000005,0.68508610000000003,0.54881760000000002,0.71529644999999997,0.65886420000000001]
["1997-02-20",1.3699323999999999,1.4505432,1.4062551999999999,1.4210331,1.4187812,1.3922981000000001,1.3723505,1.2360868,1.4001064000000001,1.5132543000000001,1.3076991,1.3307024000000001,1.9510015999999999]
["1997-02-25",1.6074682,1.727141,1.7605576999999999,1.5499471,1.5646335,1.7270133000000001,1.705287,1.5762157000000001,1.7041797999999999,1.7686215999999999,1.6489593,1.6520703000000001,2.0404002999999999]
["1997-02-26",1.9683008,1.9835484000000001,1.8592622000000001,1.9626684000000001,2.0070777,1.8837797999999999,1.9487228000000001,1.8012074,1.9413822000000001,2.0370976999999999,1.9410715999999999,1.980032,1.0498038999999999]
["1997-03-05",0.70826023999999999,0.75532913000000002,0.75421125,0.69370379999999998,0.70282230000000001,0.75965357,0.73839900000000003,0.67835780000000001,0.73916130000000002,0.79131715999999996,0.70979639999999999,0.73052083999999995,0.86646489999999998]
["1997-03-09",0.66288170000000002,0.64660530000000005,0.67610250000000005,0.58704009999999995,0.66017055999999996,0.66817963000000002,0.72215664000000002,0.63804643999999999,0.63122100000000003,0.59368586999999995,0.70158637000000001,0.73632514000000004,0.48301650000000002]
["1997-03-14",1.1834956000000001,1.2363481999999999,1.2658887999999999,1.1404424,1.1536014000000001,1.299042,1.2336039999999999,1.1788486,1.2394830999999999,1.3081368,1.2182415,1.2668668000000001,1.4909679]
["1997-03-15",1.4004837999999999,1.4716910000000001,1.4586441999999999,1.3622673000000001,1.3924417,1.4756454000000001,1.4623035,1.3122832,1.4380345000000001,1.524899,1.3871369,1.4419978,1.4386292000000001]
["1997-03-19",1.7012516,1.6466000999999999,1.8283342,1.5474234,1.6652431000000001,1.8185138000000001,1.8220571999999999,1.7430342000000001,1.6908432,1.6079652,1.8347846999999999,1.8778948,1.4902070000000001]
["1997-03-26",0.85305010000000003,0.91564769999999995,0.97898289999999999,0.84893010000000002,0.83711033999999995,0.94844720000000005,0.63648104999999999,0.62402369999999996,0.92453730000000001,0.94730009999999998,0.6214094,0.61621970000000004,1.5558502999999999]
["1997-03-31",1.9052815000000001,2.0726193999999998,1.9142380000000001,1.8583814000000001,1.9490508,1.9480424000000001,2.0283975999999999,1.6464993999999999,1.904107,2.1220582000000001,1.8251412,1.9609004999999999,2.2096230000000001]
["1997-04-01",1.9807752000000001,2.1474657000000001,2.0685319999999998,1.8382963999999999,1.9578511999999999,2.1293871000000002,2.1963325,1.7869330000000001,1.9941192000000001,2.1864889000000001,1.9835664,2.1694317000000001,2.3072927000000001]
["1997-04-06",2.1279297000000001,2.2596729999999998,1.9402788,2.2059533999999998,2.2286174000000001,2.0030375,2.0513031000000002,1.8053889999999999,2.1124016999999999,2.3356952999999998,1.9364094000000001,2.0025770000000001,2.1709320000000001]
["1997-04-11",1.8751951,1.8602099999999999,1.9287795999999999,1.7946325999999999,1.8680870000000001,1.9356120000000001,1.9407022,1.8664362000000001,1.8710102,1.8659129999999999,1.9542168,1.9955904,2.0656612000000001]
["1997-04-17",2.3757472000000002,2.4270822999999999,2.176949,2.3708222000000001,2.4470722999999999,2.2418141,2.3300570999999999,2.1186322999999998,2.3219903,2.4652386000000002,2.2709855999999999,2.3381674000000001,1.929889]
["1997-04-18",1.60192,1.4996948000000001,1.4699777000000001,1.5785578,1.6745158,1.521053,1.5746827000000001,1.5079281,1.4864066,1.4803877000000001,1.6080858,1.676768,1.1554949999999999]
["1997-04-23",2.3453324000000002,2.3706486,2.3825006000000002,2.3247024999999999,2.3917456000000001,2.4167976000000002,2.3711190000000002,2.2530887000000002,2.3482523,2.4277631999999998,2.3379102,2.3949090000000002,2.5633702]
["1997-04-29",2.8159013000000002,2.7041966999999998,2.8843163999999999,2.7196603000000001,2.8413252999999998,2.9030187000000001,2.8597619999999999,2.8121022999999998,2.768859,2.6933180999999999,2.9019837000000002,2.9493076999999999,2.266616]
["1997-05-04",1.8312198,1.916226,2.2161195,1.6879606,1.7252057999999999,2.1156342000000001,2.0314467,2.0219452000000002,1.9782843999999999,1.8838741999999999,2.0100159999999998,1.9481062,2.6536590000000002]
["1997-05-05",2.5134574999999999,2.6672587000000001,2.3470962000000002,2.6464474,2.5870036999999999,2.3570707,2.40984,2.2280275999999999,2.5609929999999999,2.7675182999999999,2.3228922000000001,2.2952718999999999,2.0022570000000002]
["1997-05-10",1.8444833,1.9385804,2.1036950000000001,1.7247424,1.7482088,2.0207310000000001,2.0031444999999999,1.9780964000000001,1.967784,1.9212940000000001,2.0011005000000002,1.9429752,2.3302898000000001]
["1997-05-13",3.5684211000000001,3.6935425,3.3885187999999999,3.6221828,3.6589425000000002,3.4043714999999999,3.5201484999999999,3.2440921999999999,3.5678402999999999,3.7544176999999999,3.4068084000000001,3.3939104000000002,3.2712023000000001]
["1997-05-21",1.3952230000000001,1.4334344999999999,0.91033969999999997,1.5094897,1.465403,0.94166150000000004,0.88005120000000003,0.8596433,0.90532029999999997,1.4959659999999999,0.87386649999999999,0.91483570000000003,0.98601170000000005]
["1997-05-22",1.8824517999999999,1.9121546,1.6800375999999999,2.0873794999999999,2.0340606999999999,1.7579245999999999,1.7100016,1.6070575,1.8383322,2.0168984000000001,1.6627533000000001,1.7324470000000001,1.807471]
["1997-05-27",3.3964796000000002,3.2628940000000002,3.4641036999999999,3.2394395,3.4013080000000002,3.4447412000000002,3.491886,3.4313836000000002,3.3288631,3.1784829999999999,3.5402813000000002,3.5288043,2.6652559999999998]
["1997-06-01",4.7846820000000001,4.7373666999999999,5.2371835999999998,4.49139,4.6709750000000003,5.140193,5.0809082999999999,5.0514219999999996,4.8720875000000001,4.6410527000000004,5.1477349999999999,5.0898680000000001,4.7251544000000001]
["1997-06-05",3.6269855,3.6795059999999999,3.8892272000000001,3.4394133,3.5091104999999998,3.9221172000000002,3.7979093000000002,3.7567520000000001,3.7469508999999999,3.7254404999999999,3.8055775000000001,3.8445227000000002,3.3906355000000001]
["1997-06-08",3.7980255999999999,3.9086995,3.8365209999999998,3.8367475999999998,3.8364804000000001,3.8001268000000001,3.8069030000000001,3.6684100000000002,3.8674593000000002,3.9392795999999999,3.7452683000000002,3.6710048,3.8991183999999999]
["1997-06-13",2.9607809999999999,2.9919956000000001,3.0109365000000001,2.8741336,2.921233,3.0171296999999999,3.0139271999999999,2.9481894999999998,3.010373,2.9845902999999998,3.0071485,2.9832860999999999,2.6882020999999998]
["1997-06-18",3.2458176999999999,3.254572,3.0746235999999998,3.3322601000000001,3.3355986999999998,3.1704754999999998,3.1425003999999999,3.0320708999999999,3.2087116,3.3863951999999999,3.1267364,3.1841146999999999,2.5485017000000001]
["1997-06-23",2.0948722000000002,1.991217,2.4116618999999999,1.783544,1.9456372,2.3636157999999998,2.3296782999999999,2.3983892999999998,2.1313430000000002,1.8751705999999999,2.4129412000000001,2.3927244999999999,2.2998085000000001]
["1997-06-25",0.61317960000000005,0.63093734000000001,0.69308709999999996,0.57926560000000005,0.58725950000000005,0.67815959999999997,0.65796299999999996,0.67529740000000005,0.64307225000000001,0.64097214000000002,0.67685550000000005,0.67326629999999998,0.84780279999999997]
["1997-06-30",0.82366216000000003,0.82837963000000003,0.87745689999999998,0.80595726000000001,0.81494944999999996,0.90239349999999996,0.84895569999999998,0.85450809999999999,0.83957669999999995,1.3861578000000001,0.86258760000000001,0.90098440000000002,0.64688100000000004]
["1997-07-05",2.9393286999999999,2.8707310000000001,3.1790259999999999,2.7834859999999999,2.8897933999999998,3.1383907999999998,3.1086073000000001,3.1357865,2.9441483000000002,2.7872777000000002,3.1662857999999998,3.1568236000000001,3.0036763999999998]
["1997-07-07",4.0806174000000004,4.1165456999999996,3.8919551000000001,4.1604004000000003,4.1868629999999998,4.0055284999999996,3.9985580000000001,3.8403063,4.0375930000000002,4.174976,3.9497515999999999,4.0239687000000002,3.9734579999999999]
["1997-07-12",3.0531557,3.1404245,3.1483183000000001,2.9731730000000001,3.0007495999999998,3.1611085000000001,3.1353686000000001,3.0482353999999998,3.1372225,3.1515863,3.0944536,3.0791179999999998,3.3872635]
["1997-07-17",1.4583661999999999,0.71639454000000002,1.5426803,0.73967329999999998,1.4425049000000001,1.5555350999999999,1.5389644,1.6258667,1.3824141999999999,0.74289629999999995,1.6455922999999999,1.705382,1.599807]
["1997-07-22",3.6715800000000001,3.7334272999999998,3.7033908000000002,3.5477471,3.6363089999999998,3.8273573000000001,3.7643487000000002,3.5942223000000002,3.7115146999999999,3.770826,3.6932763999999998,3.7963494999999998,3.1304693000000001]
["1997-07-27",3.7160068000000002,3.8256676000000001,4.1068819999999997,3.5529036999999999,3.6250342999999998,4.113982,3.9537751999999999,3.8427677,3.8655936999999998,3.8773365000000002,3.8793163000000002,3.9209676,4.3743423999999997]
["1997-07-30",3.6695905,3.7555462999999998,3.9522080000000002,3.542173,3.6013093,4.0111359999999996,3.8448288000000002,3.7404202999999998,3.7859007999999998,3.8986993000000001,3.7934562999999999,3.8735187,4.0127525000000004]
["1997-08-03",2.1954668000000002,2.2477011999999998,1.8858581999999999,2.4142733000000001,2.3566449999999999,2.0007953999999999,1.9853400000000001,1.8536063,2.13727,2.3820307000000001,1.9271575999999999,2.0122323,2.0145518999999998]
["1997-08-08",3.5776484000000002,3.7558636999999999,3.5744359999999999,3.5515675999999998,3.6026262999999998,3.6901899999999999,3.6615603000000001,3.3716694999999999,3.6255324,3.8585904000000002,3.4985917,3.6169348000000001,3.8269804000000001]
["1997-08-13",2.923324,2.9846002999999999,2.8783438000000001,2.8314170000000001,2.9113505000000002,2.9982023,2.9965253000000001,2.8173506000000001,2.9252992,3.0580012999999999,2.9283277999999999,3.0389252,2.4035687000000001]
["1997-08-17",2.5872313999999998,2.8999771999999999,2.3560542999999998,2.8174774999999999,2.680685,2.5895271000000002,2.4488783000000001,2.2155228,2.6846173000000002,3.2728229999999998,2.2877022999999999,2.4674610000000001,2.7680769999999999]
["1997-08-20",2.7803235000000002,3.1182373000000001,2.8622681999999999,2.8852376999999998,2.8092299999999999,3.064486,2.8217043999999998,2.5862129999999999,2.9458815999999999,3.3915647999999998,2.6295663999999999,2.8348718000000002,3.6721751999999999]
["1997-08-25",1.1347959000000001,1.1070203999999999,1.2719084000000001,1.0914862000000001,1.1139021,1.2812743,1.2228966999999999,1.2708170000000001,1.1302809,1.1230932,1.2582145,1.3035595,1.1963410000000001]
["1997-08-30",1.1680632,1.1475318999999999,1.1917346,1.1614812999999999,1.1830522000000001,1.1891164000000001,1.1875739000000001,1.1978253000000001,1.1443481,1.1620283,1.2184296999999999,1.2388809000000001,1.2349874000000001]
["1997-08-31",2.2084389999999998,2.3242340000000001,2.1405536999999999,2.2052580000000002,2.2186982999999998,2.1980083000000001,2.2127569999999999,2.0551598000000002,2.2456567000000001,2.4209857000000001,2.1419098000000001,2.1929023000000001,1.8989753]
["1997-09-06",2.392115,2.5929045999999998,2.4742372000000001,2.2950813999999999,2.3649805000000002,2.5181741999999998,2.5518999999999998,2.2227760000000001,2.4625181999999999,2.6950113999999998,2.3774980999999999,2.4904069999999998,2.7059812999999999]
["1997-09-11",1.812368,1.9364589999999999,1.7333225999999999,1.8968651999999999,1.8517344,1.8571082000000001,1.752067,1.6317303999999999,1.8677162,2.1414900000000001,1.6857679999999999,1.7948028,1.9506356]
["1997-09-16",2.2350525999999999,2.4489770000000002,2.4193796999999999,2.1587155,2.2069565999999998,2.4703536000000001,2.4248666999999999,2.0933795000000002,2.3334253,2.5903610000000001,2.230855,2.3872334999999998,3.2679323999999998]
["1997-09-17",1.7249601999999999,1.8127989,1.6165628000000001,1.7009338000000001,1.8158133999999999,1.716658,1.7566948,1.4325167999999999,1.6680663,1.8673687999999999,1.5885142000000001,1.7682528,2.1722890000000001]
["1997-09-23",1.9460468,2.0894249999999999,1.9087457999999999,1.8865826000000001,1.9770057999999999,1.9288262,2.0450865999999999,1.6838872,1.9363108,2.1360570999999999,1.8682049999999999,1.9830931000000001,1.6969183999999999]
["1997-09-28",0.90142699999999998,0.97091910000000003,0.88545160000000001,0.93366309999999997,0.91791339999999999,1.0079714,0.89866710000000005,0.81543829999999995,0.92481360000000001,1.1200349999999999,0.84936509999999998,0.97892900000000005,1.1552770000000001]
["1997-10-03",0.77643454000000001,0.84807549999999998,0.93847270000000005,0.68705033999999998,0.70601630000000004,1.087688,0.90207029999999999,0.82599275999999999,0.84985370000000005,1.0108258999999999,0.85257179999999999,1.0552185000000001,1.3937900000000001]
["1997-10-04",1.2696714,1.422085,1.3292435,1.1749921000000001,1.2465785,1.4028276,1.4176972000000001,1.0976493,1.2980564999999999,1.5292271,1.2403919999999999,1.4220820999999999,1.5848268000000001]
["1997-10-11",0.25272828000000003,0.27782040000000002,0.22335057,0.51892510000000003,0.27832415999999999,0.26057799999999998,0.22324722999999999,0.20904676999999999,0.25659969999999999,0.55271815999999996,0.21888192000000001,0.25837139999999997,0.47512900000000002]
["1997-10-15",8.1798709999999997E-2,9.3176549999999997E-2,0.32810204999999998,8.2024109999999997E-2,7.8130685000000005E-2,0.34199804,0.32526623999999998,0.32724983000000002,9.0599600000000002E-2,0.13189382999999999,0.33428152999999999,0.3552845,0.39371859999999997]
["1997-10-20",1.1586863999999999,1.2334483000000001,1.0225918000000001,1.2069523,1.1778009,1.0527819,0.98268,0.93780529999999995,1.0572471999999999,1.3365427000000001,0.96534240000000004,0.99209270000000005,1.7497286000000001]
["1997-10-21",1.8366842999999999,1.9464701,1.6923926,1.8498604000000001,1.9089258,1.7449520000000001,1.8781011999999999,1.4869945,1.7785978,2.0369215000000001,1.7212187999999999,1.8866096000000001,1.7410066]
["1997-10-26",0.20902783,0.26554014999999997,0.15468904,0.17911504,0.23880576000000001,0.2302698,0.27394112999999998,3.3755350000000003E-2,0.15938053999999999,0.30827934000000001,0.14903084999999999,0.32667859999999999,0.30184655999999999]
["1997-10-29",0.35091966000000002,0.49210085999999997,0.20344312000000001,0.39028099999999999,0.44047204000000001,0.41237509999999999,0.41754292999999998,0,0.25880115999999997,0.71910362999999999,0.19130881,0.56075229999999998,0.48007536000000001]
["1997-11-06",0.25622946000000002,0.24886653,0.21158275000000001,0.26219955,0.13597623,0.25224257,0.23144609999999999,0.2177528,0.24366004999999999,0.27492368,0.23422019999999999,0.27043706000000001,0.17451705000000001]
["1997-11-07",0.34449849999999999,0.35384494,0.33991745000000001,0.33402562000000002,0.34495654999999997,0.39607984000000002,0.35814931999999999,0.30951606999999998,0.34487240000000002,0.407252,0.34373796000000001,0.41768640000000001,0.22139505000000001]
["1997-11-12",0,2.3712771000000001E-2,0,0,0,0,3.3032745000000002E-2,0,0,3.924917E-2,0,3.9204917999999998E-2,1.4321924999999999E-2]
["1997-11-17",0.16936406000000001,0.20148455000000001,0.24493926999999999,0.14782456999999999,0.14287259999999999,0.25914369999999998,0.20999387,0.22125848000000001,0.20663350999999999,0.23757702,0.21462294000000001,0.24012744,0.11603101]
["1997-11-23",8.7528789999999995E-2,9.8758860000000004E-2,3.2780636000000002E-2,0.13039695000000001,0.12913276000000001,6.6985539999999996E-2,7.4343434999999999E-2,0,5.4448877E-2,0.14083619999999999,4.1298439999999999E-2,0.107197,1.1919920000000001E-2]
["1997-11-24",0.34719133000000002,0.37557299999999999,0.37833968000000001,0.26298856999999998,0.25751972000000001,0.40173187999999999,0.35691392,0.34503640000000002,0.37539536000000001,0.43093534999999999,0.36029879999999997,0.38533455,0.49275190000000002]
["1997-11-29",0.32498765000000002,0.39249852000000002,0.40987432000000001,0.24216002,0.29954287000000002,0.42499120000000001,0.41659054000000001,0.30788386000000001,0.34841242,0.42133224000000002,0.35879728,0.43263835,0.42170753999999999]
["1997-12-05",0,0,0,0,0,8.2449889999999994E-3,0,0,0,1.1922531E-2,0,0,0.21082622000000001]
["1997-12-10",0.62153219999999998,0.68104640000000005,0.65092486000000005,0.63553020000000005,0.63433079999999997,0.66721909999999995,0.64480610000000005,0.54870724999999998,0.64548430000000001,0.73899809999999999,0.59769240000000001,0.64425575999999996,0.84038880000000005]
["1997-12-11",0.53361296999999996,0.53338189999999996,0.5558843,0.48386315000000002,0.53078544000000005,0.5896709,0.58513490000000001,0.51546919999999996,0.51470309999999997,0.56084913000000003,0.57590704999999998,0.64861080000000004,0.31226029999999999]
["1997-12-16",0.73858314999999997,0.76872395999999998,0.79009989999999997,0.7381626,0.74171690000000001,0.78218054999999997,0.75054989999999999,0.72519310000000003,0.77325149999999998,0.81322649999999996,0.76087713000000001,0.75884479999999999,1.0306321000000001]
["1997-12-21",0,0,0,0,0,0,0,0,0,0,0,0,0]
["1997-12-23",6.1618045000000003E-2,7.8808199999999995E-2,0.10232565,5.0868664000000001E-2,5.0409959999999997E-2,0.1145096,8.2376875000000002E-2,8.1570260000000006E-2,8.2427665999999997E-2,0.10616533,8.4651690000000002E-2,0.10359185,0.11595639000000001]
["1997-12-28",0.13352475,0.1492415,0.16665464999999999,0.12614903999999999,0.13268505,0.18888310999999999,0.14769853999999999,0.12615266,0.14889375999999999,0.18521916999999999,0.13881858,0.17517274999999999,0.19095005000000001]
["1998-01-02",0.57658100000000001,0.55843319999999996,0.65350169999999996,0.48302899999999999,0.53455543999999999,0.66573596000000002,0.63778780000000002,0.63651500000000005,0.59501329999999997,0.55879500000000004,0.66977629999999999,0.69282250000000001,0.36975730000000001]
["1998-01-07",0.69920062999999999,0.73645203999999997,0.76437867000000004,0.63153159999999997,0.67388740000000003,0.78483460000000005,0.76996756,0.67000466999999997,0.72187656,0.7689165,0.73643314999999998,0.7957263,0.80476270000000005]
["1998-01-11",0.11105753,0.15330041999999999,0.10646036,0.13185838,0.12789676999999999,0.13912587000000001,0.12026596000000001,5.9829563000000002E-2,0.111113824,0.21728459999999999,8.8977516000000006E-2,0.14712749999999999,5.0259936999999998E-2]
["1998-01-14",1.0003504999999999,1.0724144,0.92314580000000002,1.0450191,1.0456608999999999,0.96772349999999996,0.97868049999999995,0.80433935000000001,1.0085987999999999,1.1545354000000001,0.90735699999999997,0.99120319999999995,0.85400869999999995]
["1998-01-19",1.0099572999999999,0.98119869999999998,0.95514270000000001,1.0027075000000001,1.0458425,0.98882040000000004,0.9730818,0.91160629999999998,0.98742810000000003,1.0022302000000001,0.97704279999999999,1.0137011,0.85098309999999999]
["1998-01-24",0.72490500000000002,0.77274909999999997,0.60691470000000003,0.80386159999999995,0.79465010000000003,0.65668839999999995,0.67996310000000004,0.51416342999999998,0.69882774000000003,0.85873880000000002,0.61706099999999997,0.70624520000000002,1.1122289000000001]
["1998-01-29",7.2587356000000006E-2,8.3025399999999999E-2,7.0300230000000005E-2,6.0759842000000001E-2,7.2911610000000002E-2,0.12990148000000001,8.3384946000000001E-2,6.0441623999999999E-2,6.9761100000000006E-2,0.12617587,7.6605304999999999E-2,0.14959238,0.14693666999999999]
["1998-01-31",0.50945859999999998,0.57436323,0.45363009999999998,0.56980129999999996,0.53757029999999995,0.51862662999999998,0.46612164,0.40406734,0.53515310000000005,0.69201833000000001,0.4393145,0.4948649,0.7571599]
["1998-02-05",0.40850589999999998,0.44015130000000002,0.41685440000000001,0.40807939999999998,0.42247725000000003,0.49277840000000001,0.41641962999999999,0.34894006999999999,0.41337889999999999,0.52630115,0.38042801999999998,0.48050904,0.59641049999999995]
["1998-02-10",0.43120754,0.46732553999999998,0.59387449999999997,0.36099335999999999,0.38683142999999998,0.61078080000000001,0.53190862999999999,0.49819806,0.48118344000000002,0.50248616999999995,0.51041484000000004,0.56519960000000002,0.72901594999999997]
["1998-02-15",0.79961479999999996,0.93966260000000001,0.89100100000000004,0.82009449999999995,0.81989604000000005,0.96905940000000002,0.85189110000000001,0.69472590000000001,0.85702480000000003,1.0851754,0.74127569999999998,0.87858630000000004,1.7030753999999999]
["1998-02-16",1.2231282999999999,1.301053,1.3456424,1.1441228000000001,1.1886863000000001,1.3526393999999999,1.3098772000000001,1.1971878,1.2875992000000001,1.3470818,1.2586126,1.3070217,1.5866632000000001]
["1998-02-22",0.86579759999999995,0.91933279999999995,0.88641440000000005,0.77716832999999996,0.87589510000000004,0.91678139999999997,0.98456560000000004,0.70304816999999997,0.83166969999999996,0.93822209999999995,0.85504659999999999,1.0042199999999999,0.8265808]
["1998-02-27",1.6359143,1.695835,1.6700744999999999,1.6806601999999999,1.6758472,1.6714363000000001,1.6113143000000001,1.5348078999999999,1.6818302000000001,1.7772817999999999,1.5855547000000001,1.5888891999999999,2.0664009999999999]
["1998-03-04",1.7606142,1.8305781999999999,1.8848332000000001,1.6421922,1.6942295999999999,1.8713188000000001,1.8609941999999999,1.7445185999999999,1.8430468,1.850338,1.8317197999999999,1.8381453999999999,1.7425523999999999]
["1998-03-07",1.3365956999999999,1.4201482999999999,1.4794624000000001,1.2645462000000001,1.3022197,1.4428561,1.4404901999999999,1.3152442,1.4016829,1.4260995000000001,1.3810241999999999,1.3856713000000001,1.2907028]
["1998-03-11",1.0969692,1.0478224,1.2499906000000001,1.0037398,1.0738019000000001,1.2311989000000001,1.1874232,1.1872632999999999,1.1037220999999999,1.0272919,1.2250240999999999,1.2481414,1.2807926000000001]
["1998-03-16",1.0499046000000001,0.81542650000000005,0.78870750000000001,1.0828646,1.0718105,0.91077090000000005,1.0274886000000001,0.98630689999999999,0.80757970000000001,0.98084879999999997,1.0114186999999999,1.1207020999999999,1.1768187000000001]
["1998-03-21",0.81495505999999995,0.80875830000000004,0.84489449999999999,0.76457050000000004,0.79946952999999998,0.93735009999999996,0.83112079999999999,1.0785465999999999,0.83215152999999997,0.86838519999999997,0.83740999999999999,1.1921629,1.0628728000000001]
["1998-03-25",0.85262570000000004,0.95296740000000002,0.72336805000000004,1.2438469999999999,1.1671822000000001,0.77599099999999999,0.74018439999999996,0.65355945000000004,0.88280510000000001,1.1175900000000001,0.69576453999999999,0.72442835999999999,0.89670240000000001]
["1998-03-28",0.91747489999999998,0.93132630000000005,0.98824489999999998,0.91619589999999995,0.92135849999999997,1.0024879,0.94724129999999995,0.94036220000000004,0.93293289999999995,0.97391629999999996,0.9497989,0.98591600000000001,1.0047747]
["1998-04-02",1.1097630999999999,1.1761999999999999,1.1174138,1.1308883000000001,1.1186079,1.1145586999999999,1.1168383,1.0562587000000001,1.1381038000000001,1.2085499,1.0884049,1.0892599999999999,0.69103230000000004]
["1998-04-07",1.0416369999999999,1.0890291999999999,1.134574,1.0038758999999999,1.0141853000000001,1.1292135999999999,1.1081504,1.0714477,1.0825762999999999,1.0935636,1.0942905999999999,1.1090648000000001,1.0992759999999999]
["1998-04-08",1.4556855,1.4173507999999999,1.374406,1.3955092,1.4864094999999999,1.3852333999999999,1.4690711000000001,1.3455284999999999,1.3921307000000001,1.3853854000000001,1.4471913999999999,1.4822911999999999,1.0824271000000001]
["1998-04-12",2.0638646999999999,2.0220094,1.9560466000000001,2.0081753999999998,2.1372100000000001,1.9699898,2.0714245,1.8665198000000001,1.9737614000000001,1.9913362999999999,2.0236971000000001,2.0833925999999998,1.6516006999999999]
["1998-04-19",1.3634976000000001,1.3986700999999999,1.1676272999999999,1.5043327,1.4785043,1.1956001999999999,1.2288353000000001,1.1320739,1.3221168999999999,1.4638681,1.1941413999999999,1.2009386,1.3124035999999999]
["1998-04-24",1.2677855,1.3481078,1.4534692,1.2361757,1.2259690000000001,1.4047904,1.3517699999999999,1.3462795999999999,1.3589675000000001,1.3673934999999999,1.3464001000000001,1.3144639,1.6381992999999999]
["1998-04-25",1.9162896,1.8965204,2.0630492999999999,1.8462731999999999,1.9173654,2.0118550000000002,2.0168917,1.9644808,1.9165654000000001,1.8660239999999999,2.0187414000000001,2.0041890000000002,2.24939]
["1998-05-01",0.64988995000000005,0.59546319999999997,0.84406669999999995,0.55781259999999999,0.61417896000000005,0.80677986000000002,0.7586427,0.82072270000000003,0.65440684999999998,0.55919874000000003,0.82118446,0.82487239999999995,0.54880910000000005]
["1998-05-06",2.2103229999999998,2.4212023999999999,2.3895987999999999,2.1978103999999998,2.1448874,2.3527385999999999,2.2803469999999999,2.1797840000000002,2.3981729999999999,2.50719,2.2063768000000001,2.1569767,2.8470754999999999]
["1998-05-11",2.8429685,2.760939,2.6149610000000001,2.7417280000000002,2.8730335,2.6487403,2.8172963000000002,2.6797780000000002,2.7363727,2.6742373000000002,2.8371805999999999,2.8521814000000001,1.7234967999999999]
["1998-05-12",2.8937244,2.9357289999999998,2.5459154000000002,2.9828229999999998,3.0068606999999998,2.5796961999999999,2.757063,2.5759864000000001,2.8091412,2.9504633,2.7249512999999999,2.7249205000000001,2.4636144999999998]
["1998-05-19",4.0343293999999998,4.0492926000000002,4.0554870000000003,3.9569683000000002,4.0789210000000002,4.1436114000000002,4.1248244999999999,3.9147726999999999,4.0022286999999999,4.0560159999999996,4.0487614000000001,4.1563689999999998,3.907432]
["1998-05-23",1.773693,1.6622326000000001,1.9509749999999999,1.6060672,1.7157376,1.9757066000000001,1.9066688000000001,1.962993,1.7536354000000001,1.6455746,1.9873334,2.043285,1.6402591]
["1998-05-28",1.7492057999999999,1.6485259999999999,1.7908084,1.7094524,1.7750087999999999,1.7660895999999999,1.7821111999999999,1.8122925000000001,1.6835735999999999,1.5931569000000001,1.8438622,1.8457574000000001,1.3404084000000001]
["1998-05-29",3.846822,3.9229631,3.8685985000000001,3.7939072,3.845434,3.878206,3.9246162999999998,3.7706599999999999,3.8808389000000001,3.9279660000000001,3.8737607000000001,3.8385967999999999,3.0144491000000002]
["1998-06-03",2.6020992000000001,2.7423725000000001,2.6310600000000002,2.5595252999999998,2.5405663999999999,2.6213736999999999,2.6419768000000001,2.5542090000000002,2.7177663000000001,2.793701,2.6176689999999998,2.5706975000000001,2.3843402999999999]
["1998-06-06",2.4505762999999998,2.5232418000000001,2.5039045999999998,2.4179667999999999,2.4172788000000001,2.4922152,2.4862980000000001,2.4220445000000002,2.5206354000000002,2.5303887999999999,2.451171,2.4171654999999999,2.0573055999999998]
["1998-06-14",1.7028118000000001,1.7056366000000001,1.7776491999999999,1.6579071999999999,1.6805378,1.7438750999999999,1.7492204,1.7464808000000001,1.7278258,1.6817124000000001,1.7587649999999999,1.7228038000000001,1.5556047]
["1998-06-15",1.6966418000000001,1.8068584000000001,1.6444544000000001,1.8674782999999999,1.7715514000000001,1.6297858999999999,1.6225767,1.5824426,1.7317419999999999,1.884247,1.5974286,1.5855161,1.9814617999999999]
["1998-06-20",3.7070785000000002,3.8236460000000001,3.5662967999999999,3.816738,3.7605371000000001,3.6757447999999999,3.6377025000000001,3.5371008000000002,3.738299,4.0032845000000004,3.6159124,3.6849744000000002,3.4987623999999999]
["1998-06-25",2.9539559999999998,3.0254219999999998,3.0610726000000001,2.8788803000000001,2.9068909999999999,3.0376846999999998,3.0266993000000002,2.9664679999999999,3.037201,3.0385418,3.0166754999999998,2.9666605000000001,3.3195703000000001]
["1998-07-01",2.8054616000000001,2.8156914999999998,2.6561846999999998,2.8943843999999999,2.8914393999999999,2.6927585999999999,2.7209857,2.6506438000000001,2.7644614999999999,2.8599155000000001,2.729746,2.7486837,2.5721506999999999]
["1998-07-02",1.9524737999999999,1.9558979999999999,1.8239132,2.0931063000000001,2.0581621999999999,1.8629794,1.8528585,1.8216623999999999,1.903708,2.0612197000000001,1.8778490000000001,1.9195902,1.73559]
["1998-07-07",2.5435430000000001,2.6683214,2.6776711999999998,2.5624878,2.5243175,2.7227484999999998,2.5920793999999998,2.5429005999999998,2.6518383000000001,2.8079421999999998,2.5555983000000002,2.5934810000000001,2.9324590000000001]
["1998-07-12",1.3171146,1.3782346000000001,1.5305238999999999,1.2852543999999999,1.2796430000000001,1.4685619000000001,1.4006459,1.4132503999999999,1.4046403000000001,1.3775356000000001,1.3885665,1.3469435999999999,1.9102905999999999]
["1998-07-17",2.7106422999999999,2.7733064000000001,3.0644217,2.523034,2.5828798000000002,3.0217079999999998,2.9193459000000002,2.9109777999999999,2.8494117000000001,2.7623457999999999,2.9202423,2.8906157000000001,2.8777544000000002]
["1998-07-19",3.2727523000000001,3.386406,3.0868096,3.3917413000000001,3.3597063999999999,3.1878953000000001,3.1727259999999999,3.0080054000000001,3.2876102999999999,3.5429339999999998,3.1058474,3.1462336,3.0595317]
["1998-07-24",3.6335527999999999,3.6189768,3.5544212000000002,3.6649888000000002,3.7426179999999998,3.6394000000000002,3.6046146999999999,3.4421108,3.5728564,3.6725547000000001,3.5543947,3.6382864000000001,3.6558250999999999]
["1998-07-29",1.8681436,1.8897862000000001,2.088066,1.7812488,1.8143172999999999,2.0578113,1.9845330000000001,2.0008370000000002,1.9313582,1.8844064,1.9990178000000001,1.9924598,2.1381652]
["1998-07-31",2.7360213,2.6619326999999999,2.6018745999999999,2.7138572000000001,2.7954284999999999,2.6798600000000001,2.6983109999999999,2.6061684999999999,2.6548892999999998,2.6799594999999998,2.7062645000000001,2.7690630000000001,1.6383373000000001]
["1998-08-05",4.3215519999999996,4.4326350000000003,4.3594749999999998,4.2710284999999999,4.3652835000000003,4.4905590000000002,4.4199539999999997,4.1155596000000001,4.3425799999999999,4.5710889999999997,4.2763567,4.4352074000000004,4.3322988000000002]
["1998-08-10",3.8790336000000001,4.0472049999999999,3.7833079999999999,3.8717587,3.9199860000000002,3.9334506999999999,3.9316315999999998,3.5964537000000001,3.9027530000000001,4.1772803999999999,3.7590735,3.9146860000000001,3.2249876999999998]
["1998-08-15",2.3448479999999998,2.3799595999999998,2.7922826000000001,2.0894547000000001,2.1983830000000002,2.782654,2.653772,2.6118896,2.4594526000000001,2.3620220000000001,2.6338127,2.6984352999999999,3.1826357999999999]
["1998-08-19",3.1521237000000002,3.2802186,3.26417,3.0281910000000001,3.1463964,3.3541569999999998,3.3351120000000001,3.0231240000000001,3.1831900000000002,3.3196210000000002,3.1772136999999998,3.3339953000000002,3.5378987999999998]
["1998-08-22",2.8122056,2.9420845999999998,2.8585927,2.8557570000000001,2.8380996999999999,2.9409651999999999,2.8368652000000001,2.6684158,2.8859887,3.1122264999999998,2.7473823999999998,2.8462407999999999,2.6903321999999998]
["1998-08-27",2.8543121999999999,3.0308223000000001,2.9044660000000002,2.7854459999999999,2.8587747000000001,2.9673150000000001,2.974205,2.6479110000000001,2.917395,3.1194877999999999,2.8074631999999999,2.9228882999999999,3.3133656999999999]
["1998-09-01",2.0432296000000001,2.0552860000000002,2.0777036999999998,1.9364897999999999,2.0011649999999999,2.1723393999999998,2.1153561999999999,2.0336525000000001,2.0583613000000001,2.1087805999999998,2.1005552000000001,2.2141917000000002,1.5938201999999999]
["1998-09-06",1.3592263,1.3418768999999999,1.285868,1.3711652000000001,1.3959098999999999,1.3496642000000001,1.3311778000000001,1.2858172999999999,1.3204096999999999,1.3963364,1.3307282,1.3982393,1.0724635]
["1998-09-10",2.2098993999999998,2.2721089999999999,2.3137500000000002,2.0488404999999998,2.1424134000000001,2.3142,2.3462044999999998,2.1792188000000001,2.2577953000000002,2.2651352999999999,2.2920284,2.3322541999999999,2.3827937000000001]
["1998-09-13",1.7716731999999999,1.7270171999999999,1.8320354000000001,1.7131704000000001,1.7918012000000001,1.8294763999999999,1.8354096,1.7423464,1.742637,1.7289562999999999,1.835791,1.8859357999999999,1.6787692000000001]
["1998-09-18",0.90479489999999996,0.98050939999999998,0.91773760000000004,0.94893499999999997,0.92063499999999998,0.95077670000000003,0.89275009999999999,0.84904840000000004,0.94304840000000001,1.0548386999999999,0.8537981,0.88486549999999997,1.2814589999999999]
["1998-09-23",1.8496463999999999,1.8651716,1.7578849999999999,1.7742612,1.9247932000000001,1.7796679,1.9454537999999999,1.5984643000000001,1.7300456,1.8316410000000001,1.8075112,1.9579709000000001,1.4421835000000001]
["1998-09-24",1.518465,1.5984927,1.3762034000000001,1.4928212999999999,1.5917973999999999,1.4244254999999999,1.5427696,1.2631030999999999,1.4378285,1.6131390000000001,1.4132895000000001,1.5390938999999999,1.1673533]
["1998-09-30",1.4254581,1.4665208000000001,1.3017623,1.4415216,1.4801993,1.3363936000000001,1.4131872999999999,1.2296909,1.3763700999999999,1.5085096,1.3459646000000001,1.4167380000000001,0.90981619999999996]
["1998-10-05",0.56960845000000004,0.61705047000000002,0.59746790000000005,0.58898264,0.57091270000000005,0.6118825,0.57961510000000005,0.55876309999999996,0.59878903999999999,0.69020574999999995,0.57498780000000005,0.59913930000000004,1.1032683999999999]
["1998-10-10",0.67384730000000004,0.7007158,0.70183130000000005,0.67714980000000002,0.68275980000000003,0.7304834,0.68984413,0.65148985000000004,0.68567555999999996,0.75217179999999995,0.67500143999999995,0.72378620000000005,0.78367050000000005]
["1998-10-13",0.44039790000000001,0.26262489999999999,0.46695884999999998,0.45608314999999999,0.44799825999999998,0.47032854000000002,0.43935049999999998,0.4302917,0.25708120000000001,0.30049693999999999,0.43260189999999998,0.24254870000000001,0.53884465000000004]
["1998-10-17",1.2151110000000001,1.1887897000000001,1.1501596999999999,1.1673198,1.2432212,1.1682440000000001,1.232996,1.0883821,1.1628844,1.1832651999999999,1.2059135000000001,1.2675557,0.94489460000000003]
["1998-10-22",0.73306139999999997,0.78127769999999996,0.81443155,0.70387980000000006,0.71035490000000001,0.81712604,0.76353970000000004,0.74676405999999995,0.78595859999999995,0.81406089999999998,0.75150519999999998,0.76122060000000002,1.2303816000000001]
["1998-10-27",0.84746690000000002,0.8482132,0.83448199999999995,0.84372789999999998,0.86599009999999998,0.84034750000000003,0.83474535000000005,0.81119280000000005,0.8413564,0.87108819999999998,0.84866580000000003,0.85897080000000003,0.94915959999999999]
["1998-10-28",1.6139785,1.691934,1.6634916,1.6117473,1.6112519999999999,1.6702424,1.6398740000000001,1.5470919999999999,1.666293,1.7675683,1.6163959999999999,1.6409564000000001,1.8247831999999999]
["1998-11-04",0.40777078,0.45693734000000003,0.32771125000000001,0.42112075999999998,0.44248080000000001,0.37125219999999998,0.40430522000000002,0.25625888000000002,0.38339610000000002,0.51185745000000005,0.34145890000000001,0.430311,0.47681630000000003]
["1998-11-08",0.29532585,0.28785282000000001,0.33235604000000002,0.15324034,0.28568824999999998,0.34306442999999998,0.31911056999999998,0.31017289999999997,0.30164877000000001,0.29334757,0.32644188000000002,0.34934533000000001,0.27805017999999998]
["1998-11-13",0.430093,0.44218610000000003,0.39196133999999999,0.49437989999999998,0.48285230000000001,0.46594923999999999,0.37977755000000002,0.34762653999999998,0.42320649999999999,0.53994476999999996,0.36435090999999997,0.44582179999999999,0.61272406999999995]
["1998-11-14",0.29744860000000001,0.26236036000000001,0.28318712000000001,0.2736731,0.31364777999999999,0.31401050000000003,0.30882078000000002,0.25416844999999999,0.26278085000000001,0.26614186000000001,0.30465483999999998,0.36472569999999999,0.16781682000000001]
["1998-11-18",0.10052986,0.12345777500000001,3.4312622000000001E-3,0.14107955999999999,0.16325606000000001,8.286027E-2,6.4703570000000002E-2,0,4.9642674999999997E-2,0.2027883,2.2236649000000001E-2,0.13903855000000001,0]
["1998-11-25",0,0,0,0,0,0,0,0,0,0,0,0,0]
["1998-11-30",0.49934790000000001,0.57165440000000001,0.2256242,0.65290265999999997,0.63152280000000005,0.30915847000000002,0.33129745999999999,0.18129756,0.46282000000000001,0.72216475000000002,0.26708080000000001,0.34156006999999999,0.30752170000000001]
["1998-12-01",0.29763126000000001,0.39750809999999998,0.15279242000000001,0.48803760000000002,0.44721115,0.22188917,0.19558096999999999,0.14883863999999999,0.27274019999999999,0.5084187,0.18472263,0.23929638,0.20696068000000001]
["1998-12-06",0.16280104000000001,0.22217534,0,0.25010282,0.25744876,4.7293126999999997E-2,0.12883009000000001,0,9.4652063999999994E-2,0.27148119999999998,0,0.13322750999999999,0.10300943]
["1998-12-12",2.4343817E-2,4.10132E-2,9.5660060000000005E-2,0,0,0.10126797,7.3084146000000003E-2,7.3661290000000004E-2,4.8788487999999998E-2,4.3023474999999999E-2,7.4690304999999999E-2,8.8892810000000003E-2,0.105166934]
["1998-12-17",6.2324150000000002E-2,7.2273199999999996E-2,0.12272068999999999,2.4390086000000001E-3,6.271533E-2,0.13560749999999999,0.116215,8.0645400000000006E-2,5.0683655000000001E-2,8.2633874999999996E-2,0.10354963,0.15487522000000001,0.26552187999999999]
["1998-12-18",0.112272,0.11061960999999999,9.1136633999999994E-2,0.121795475,0.14463836999999999,0.10923842,0.1115705,5.6899242000000003E-2,8.1340194000000005E-2,0.12964300000000001,9.3056470000000002E-2,0.14052339,0.16624446000000001]
["1998-12-23",0.18127862,0.22560838,8.2159884000000002E-2,0.29144500000000001,0.27339706000000003,0.11173804,0.13384387,9.5747634999999998E-2,0.18294725000000001,0.27974078000000002,0.1353183,0.15639272000000001,0]
["1998-12-29",0.31278238000000003,0.29184895999999999,0.27203310000000003,0.32348329999999997,0.33886650000000001,0.29706670000000002,0.29001769999999999,0.28273525999999999,0.28797804999999999,0.32570399999999999,0.3165927,0.34494486000000002,0.19643732999999999]
["1999-01-03",0.48922845999999998,0.47077435000000001,0.39658204000000002,0.51866630000000002,0.54176049999999998,0.43122774000000003,0.4532426,0.37976140000000003,0.44153379999999998,0.51124170000000002,0.45016669999999998,0.50731634999999997,0.34580237000000003]
["1999-01-04",0.32555353999999997,0.3684885,0.51799386999999997,0.18620257000000001,0.26660054999999999,0.50238380000000005,0.42012709999999998,0.42495936000000001,0.40027406999999998,0.38326769999999999,0.41384613999999997,0.41871165999999999,0.92650030000000005]
["1999-01-09",0.11095773,0.11606619,6.3231475999999995E-2,0.11822974,0.13182060000000001,8.9522749999999998E-2,0.10005521000000001,4.0728197000000001E-2,9.2316430000000005E-2,0.14389911,8.6146459999999994E-2,0.12719905000000001,0.10314189999999999]
["1999-01-12",0.13005739999999999,0.13028064,8.0780110000000002E-2,0.17859222,0.17071626000000001,9.2387289999999997E-2,9.1125079999999997E-2,7.6993270000000003E-2,0.11202189999999999,0.16890920000000001,0.10190289,0.11431064000000001,0.14166965000000001]
["1999-01-20",0.27474344000000001,0.30209999999999998,0.24937268000000001,0.41893077000000001,0.39768910000000002,0.2584515,0.23322219999999999,0.21081369999999999,0.27781470000000003,0.35299261999999998,0.22359570000000001,0.23138929999999999,0.42316653999999998]
["1999-01-21",0,0,0,0,0,0,0,0,0,0,0,0,0]
["1999-01-26",0.58563109999999996,0.62095690000000003,0.57236030000000004,0.58296939999999997,0.59085169999999998,0.60125834,0.59235996000000002,0.52368680000000001,0.59649812999999996,0.67741879999999999,0.57752130000000002,0.62214899999999995,0.54678020000000005]
["1999-01-30",0.3884341,0.53371500000000005,0.37483126,0.44003530000000002,0.41036665,0.45097103999999999,0.4170799,0.35592000000000001,0.49862965999999997,0.66589710000000002,0.39658344000000001,0.4575669,0.33405974999999999]
["1999-02-06",0.76026844999999998,0.75851553999999999,0.73183949999999998,0.79206525999999999,0.79755472999999999,0.75803953000000002,0.73798054000000002,0.70163929999999997,0.74524840000000003,0.81199109999999997,0.74764629999999999,0.78481509999999999,0.75381803999999997]
["1999-02-07",1.0914503,1.1048723,1.0123382000000001,1.0605829,1.1458972999999999,1.0365438,1.1230476,0.8571936,1.0303272999999999,1.1066661,1.0194532000000001,1.1353006000000001,0.68046790000000001]
["1999-02-12",0.18876324999999999,0.23712125000000001,0.17296213999999999,8.5965596000000005E-2,4.9003770000000002E-2,0.2546988,0.17131558,0.13341049999999999,0.21325572000000001,0.21788257,0.14400703000000001,0.23085225000000001,0.32904064999999999]
["1999-02-17",0.87575429999999999,0.92459089999999999,0.87893869999999996,0.87446489999999999,0.89402959999999998,0.90123569999999997,0.89613399999999999,0.78489416999999995,0.88423689999999999,0.97422629999999999,0.85476759999999996,0.91185300000000002,1.0700316000000001]
["1999-02-22",1.675332,1.6810716000000001,1.6012154999999999,1.6792777999999999,1.7458878,1.5948209,1.6777280000000001,1.4717852,1.6239349999999999,1.7017452,1.6260482000000001,1.6842752000000001,1.784287]
["1999-02-24",0.4494649,0.47060560000000001,0.42203554999999998,0.47454000000000002,0.47713155000000002,0.43593794000000002,0.42814259999999998,0.38739634000000001,0.4464262,0.51078009999999996,0.41768443999999999,0.43353024000000001,0.5390007]
["1999-03-01",0.48579684000000001,0.56739010000000001,0.66539219999999999,0.41305742000000001,0.41206179999999998,0.63234645,0.57983200000000001,0.57366099999999998,0.5906325,0.57758604999999996,0.56563549999999996,0.53849089999999999,0.62785584000000005]
["1999-03-06",0.69195280000000003,0.59992089999999998,0.62667930000000005,0.64654730000000005,0.71962004999999996,0.65951890000000002,0.68731432999999997,0.65533450000000004,0.61660269999999995,0.59345380000000003,0.72484915999999999,0.78595159999999997,0.39284960000000002]
["1999-03-08",0.46416214,0.47530470000000002,0.44916075,0.46806774000000001,0.48089029999999999,0.4480075,0.4608758,0.42464429999999997,0.4568991,0.48120170000000001,0.45295829999999998,0.46131495,0.4510593]
["1999-03-13",1.1016508,1.0871903000000001,1.0643838999999999,1.0639069000000001,1.1433047999999999,1.1008998000000001,1.1309773000000001,0.99236139999999995,1.0469168,1.1036558000000001,1.0878315999999999,1.1713918000000001,1.058549]
["1999-03-18",1.0955207,1.1038996000000001,1.2811851999999999,0.99810399999999999,1.0507439999999999,1.2843983000000001,1.2204957000000001,1.1680474999999999,1.1336625,1.1169218000000001,1.2073867,1.2694057999999999,1.4798629999999999]
["1999-03-23",1.6465605000000001,1.6259176,1.7784816000000001,1.45706,1.598795,1.7636498,1.8065236,1.6444463,1.6410073999999999,1.5726115000000001,1.7606746,1.8207943,1.6173658]
["1999-03-28",1.7768272000000001,1.8572337999999999,1.8325385999999999,1.6559647,1.8058099999999999,1.8457087999999999,1.9340934000000001,1.5890759000000001,1.7344984000000001,1.8293766,1.7617080000000001,1.8869494,2.1524827000000002]
["1999-03-31",1.966691,2.0170865,1.9502927999999999,1.8995392,2.0331695000000001,1.9225418999999999,2.0692582000000002,1.7571074,1.8936784,1.9569308000000001,1.9247844999999999,2.000286,1.9521621]
["1999-04-04",0.99409740000000002,1.0567702000000001,1.084125,0.99717370000000005,0.98938360000000003,1.0714872,1.0260092000000001,0.98860349999999997,1.0457025,1.0759707999999999,0.99138780000000004,0.98588989999999999,1.4228673999999999]
["1999-04-09",0.92958470000000004,0.94280410000000003,1.2352699,0.4350926,0.846858,1.184485,1.0966549999999999,1.1321574000000001,1.0092686,0.91814340000000005,1.1071200000000001,1.0978242,1.7091586999999999]
["1999-04-14",1.5553125000000001,1.6593716000000001,1.573178,1.5623292,1.5710582,1.6005592,1.5804795,1.4278135999999999,1.5989583000000001,1.7141436000000001,1.4977564000000001,1.5435109,1.9106162]
["1999-04-18",1.5066900999999999,1.4361158999999999,1.4660397000000001,1.4655505,1.5608443000000001,1.4459924,1.5248660999999999,1.4338366,1.4266011999999999,1.3703862,1.5192143,1.5319859,1.3903593000000001]
["1999-04-21",1.8323316999999999,1.9650542,1.9581048000000001,1.7892371,1.7955331999999999,1.9000957999999999,1.9045882000000001,1.796287,1.93713,1.9717260000000001,1.8479680000000001,1.80071,2.3681996000000001]
["1999-04-26",1.8278759,1.8380342000000001,1.7322834,1.8390002999999999,1.8702234,1.7303188,1.792929,1.6958834,1.8025708,1.8254964,1.7696832,1.7672029,1.3905997000000001]
["1999-05-01",2.5986319999999998,2.6141136,2.1565827999999998,2.8183508000000002,2.8346665,2.2334383,2.3754892000000001,2.1459317000000002,2.4370259999999999,2.6828265,2.2957860000000001,2.3365182999999998,1.3957154000000001]
["1999-05-02",2.8131157999999998,2.7809446000000002,2.6200673999999999,2.8014394999999999,2.9108589999999999,2.6417250000000001,2.7884169999999999,2.5904976999999998,2.704828,2.7266976999999999,2.7454964999999998,2.7803285,2.3300998000000002]
["1999-05-08",2.0803699999999998,2.1837287000000001,2.0782039999999999,2.1771463999999998,2.1479523,2.030354,2.0394576,1.9313769999999999,2.1238985000000001,2.2087680999999999,1.9761641999999999,1.9302687999999999,2.6699006999999999]
["1999-05-13",2.343623,2.3959975,2.416207,2.2940493000000002,2.3334239999999999,2.3784722999999999,2.3965453999999999,2.3114243000000001,2.3888284999999998,2.3814437000000002,2.3703340000000002,2.3285448999999998,2.7064724]
["1999-05-18",1.5929104000000001,1.6188529,1.2607712,1.6507148,1.644841,1.2542062,1.1545911,1.14093,1.6200325,1.6502599,1.1398950000000001,1.1494019,2.3424710000000002]
["1999-05-19",3.1800158000000001,3.2091059999999998,3.1334832000000001,3.104333,3.1850727000000001,3.1296506000000002,3.2132909999999999,3.0553637,3.1778940000000002,3.1659703000000001,3.1613593,3.1335206000000002,3.1697693]
["1999-05-25",3.7767620000000002,3.9235947000000002,3.804862,3.7956903,3.8047276000000001,3.7717084999999999,3.8265547999999998,3.6218854999999999,3.8462000000000001,3.9586543999999999,3.7272973,3.6676280000000001,3.7264987999999999]
["1999-05-30",0.78178510000000001,1.3071709,0.78274630000000001,1.3468319,0.81983364000000003,0.78049374000000005,0.76155346999999995,0.75558966000000005,1.2835000999999999,1.3246775,0.77155446999999999,0.78501460000000001,1.2585309]
["1999-06-04",2.1748462000000002,2.2278009999999999,2.3376899999999998,2.1317016999999998,2.1428924,2.2971485,2.2502456,2.242442,2.2457516000000002,2.2564025000000001,2.2671907,2.2360405999999999,2.5967804999999999]
["1999-06-05",2.6869234999999998,2.6892754999999999,2.7284868000000002,2.6505797000000002,2.7031347999999999,2.6820721999999999,2.7117589,2.636342,2.6977522,2.6677455999999999,2.6967316000000001,2.6393143999999999,3.0734073999999998]
["1999-06-12",1.4511228,1.4505657999999999,1.3941939999999999,1.5406687999999999,1.5184219999999999,1.4043821999999999,1.3937105000000001,1.3809632999999999,1.4222698,1.4640455999999999,1.3993758999999999,1.4250244999999999,1.3585953]
["1999-06-16",4.2374830000000001,4.2984260000000001,4.350384,4.1880620000000004,4.2398860000000003,4.3784780000000003,4.3299903999999998,4.2180960000000001,4.2895427000000002,4.319814,4.2831754999999996,4.2787185000000001,4.7559990000000001]
["1999-06-21",3.2485027,3.2904925,3.2564701999999999,3.3243284000000002,3.3167643999999998,3.2622051000000001,3.2310462000000002,3.162423,3.2603357000000002,3.3634205000000001,3.2287178000000001,3.2347608000000001,3.3366823000000001]
["1999-06-22",3.2155174999999998,3.3121679999999998,3.1570212999999998,3.2564160000000002,3.2462466000000001,3.230925,3.1811218000000001,3.0552290000000002,3.2682232999999998,3.3991628,3.1270728000000001,3.1550303,3.3746423999999999]
["1999-06-26",3.8628591999999999,3.9925115,3.9161084000000002,3.9486427000000002,3.9134872000000001,3.9086747000000002,3.8651787999999998,3.7460732000000001,3.9403312000000001,4.0773020000000004,3.7997972999999998,3.7659576000000001,4.1073000000000004]
["1999-07-03",3.0796706999999999,3.1705450000000002,3.0347385,3.179392,3.1381611999999999,3.0552644999999998,3.0262636999999999,2.9285798000000001,3.1218309999999998,3.2606342000000001,2.9769652,2.9590268000000002,2.9541594999999998]
["1999-07-08",2.6918204000000001,2.5068755,3.0785133999999998,2.3400219999999998,2.5472845999999998,3.1126179999999999,2.982005,3.0833065999999998,2.6770697000000001,2.4010570000000002,3.0807639999999998,3.1505258,2.3872049999999998]
["1999-07-09",3.8731363000000001,3.8358512,3.4587655000000002,3.9622853,4.0326129999999996,3.5780897,3.6621811000000002,3.4579827999999999,3.7514240000000001,3.8189633000000001,3.6138856000000001,3.666776,3.5024294999999999]
["1999-07-14",2.7546308000000002,2.8805535,2.6559224000000001,2.9105039000000001,2.8353198000000002,2.7154267000000001,2.654881,2.5365703000000002,2.8022659999999999,3.0695553000000002,2.5957088000000001,2.6350665000000002,3.0194372999999999]
["1999-07-19",3.2483176999999999,3.4676547000000002,3.2357366000000001,3.3941759999999999,3.302219,3.3132331000000002,3.1908207000000002,3.0167687000000001,3.3729043000000001,3.6613009999999999,3.0563425999999998,3.0839145000000001,3.9686414999999999]
["1999-07-25",3.7833711999999999,3.7731569999999999,3.4606457000000002,3.8847307999999998,3.9303680000000001,3.619259,3.6471813000000002,3.4740700000000002,3.6668427000000001,3.8668336999999999,3.6220319999999999,3.7493093000000002,3.1639750000000002]
["1999-07-26",3.4833962999999999,3.5232255000000001,3.7105513000000001,3.3940008000000002,3.4519772999999998,3.6945931999999999,3.6237244999999998,3.5806111999999999,3.5438144,3.5620973,3.6435195999999999,3.6607356000000002,3.795642]
["1999-07-31",4.0032680000000003,4.0959725000000002,4.0253360000000002,4.0457105999999996,4.0836069999999998,4.2328314999999996,4.0468415999999996,3.8153280000000001,4.0104620000000004,4.3303256000000001,3.916658,4.1348459999999996,4.1549100000000001]
["1999-08-06",3.566446,3.7119613,3.194153,3.8397890000000001,3.7948719999999998,3.3564571999999999,3.3183167,3.014821,3.5223602999999999,3.8939170000000001,3.1401469999999998,3.2538884000000001,3.6568996999999999]
["1999-08-11",2.4025154,2.4943588000000001,2.1594726999999998,2.5755781999999998,2.5484357000000002,2.3106816000000001,2.2558042999999999,2.077788,2.3594662999999998,2.7135332000000001,2.16676,2.2923455000000001,2.5432070000000002]
["1999-08-12",2.2057427999999999,2.1891886999999999,1.8049850000000001,2.4000064999999999,2.3973567,1.9987957000000001,1.9928904000000001,1.8674835999999999,2.0565235999999998,2.3483477000000001,1.9790854,2.1485585999999999,1.4607142]
["1999-08-17",1.1126668,1.1579534,1.1064318,1.2027095999999999,1.1646506000000001,1.0946081999999999,1.0737612999999999,1.0545247,1.1269605,1.2193775,1.0638314,1.0560807999999999,1.6326088999999999]
["1999-08-20",2.4411830000000001,2.352687,2.1910750000000001,2.5119783999999998,2.6057477000000002,2.2436484999999999,2.3546543,2.1897973999999998,2.2685265999999999,2.3486638000000002,2.3319695,2.4148394999999998,0.97755250000000005]
["1999-08-28",2.5805251999999999,2.6971729999999998,2.5227153000000002,2.5163571999999998,2.6272905,2.6021904999999999,2.6927167999999999,2.3212464000000002,2.5382509999999998,2.7338852999999999,2.5092254000000001,2.6527957999999998,2.6279632999999998]
["1999-08-29",2.3525413999999998,2.5286583999999999,2.4074754999999999,2.3119236999999999,2.3610875999999998,2.4882023000000002,2.4605489999999999,2.1727306999999998,2.4096500000000001,2.6317759999999999,2.285863,2.4018655,2.7449748999999999]
["1999-09-03",2.8344616999999999,2.9589197999999999,2.7393909999999999,2.7126567000000001,2.8673592000000001,2.9050600000000002,2.9547078999999998,2.4957633000000001,2.7949896000000001,3.0175214000000001,2.7303679999999999,2.9783162999999999,2.9606072999999999]
["1999-09-08",1.8699456000000001,1.9988125999999999,1.8905997999999999,1.9001094000000001,1.9335203999999999,1.9160576,1.8884938,1.7048083999999999,1.8910042,2.0583179999999999,1.768405,1.8273364999999999,2.6471083000000002]
["1999-09-12",1.6374696,1.5871408,1.6576534999999999,1.5644293,1.6553036999999999,1.7607316,1.6912974000000001,1.6009281,1.5862636999999999,1.6230859,1.6723285999999999,1.8155218,1.6196092]
["1999-09-15",0.27276099999999998,0.19828999,0.72316789999999997,0.18314393000000001,0.24077828000000001,0.38680555999999999,0.34486630000000001,0.79163530000000004,0.24434328,0.15478544,0.79414963999999999,0.83992060000000002,0.30423020000000001]
["1999-09-20",0.90732009999999996,0.98724350000000005,0.80342349999999996,1.0445177999999999,0.98631780000000002,0.82183110000000004,0.82130532999999994,0.75406253000000001,0.91011260000000005,1.0712256,0.77518739999999997,0.78765309999999999,1.0370410000000001]
["1999-09-25",1.0608956,1.0680248999999999,1.0141404000000001,1.0515709,1.0906676,1.0302032999999999,1.0669982,0.96993600000000002,1.0286656999999999,1.0820730000000001,1.0360559,1.0814157,1.1531450999999999]
["1999-09-30",1.1467282000000001,1.1542222,1.0962154,1.1030838000000001,1.1600507,1.1491312,1.1731894,1.0616992999999999,1.1119209999999999,1.1959697,1.1470594000000001,1.2391645,1.1242099000000001]
["1999-10-02",1.8257402,1.8632,1.7957647999999999,1.7329479999999999,1.8181476999999999,1.835305,1.9010004,1.6814294000000001,1.8087404,1.9173846000000001,1.8374176,1.9350708000000001,1.7945447999999999]
["1999-10-07",0.71104646000000005,0.75842200000000004,0.62990299999999999,0.81413919999999995,0.77405599999999997,0.67713970000000001,0.64675397000000001,0.60153042999999995,0.70403660000000001,0.86954019999999999,0.63044476999999999,0.67653509999999994,0.40656596]
["1999-10-12",0.77102345000000005,0.84663089999999996,0.55387396,0.77967299999999995,0.88190230000000003,0.66064940000000005,0.79884049999999995,0.3794592,0.63861480000000004,0.91588539999999996,0.5981997,0.83855809999999997,0.77044440000000003]
["1999-10-14",0.68560969999999999,0.71406113999999998,0.61520374,0.63812270000000004,0.71687126000000001,0.65313803999999998,0.76894870000000004,0.49222835999999998,0.6098865,0.73590915999999995,0.65126585999999997,0.7957765,0.49155185000000001]
["1999-10-19",1.5099868999999999,1.6763775000000001,1.5050771999999999,1.5109923999999999,1.5267641999999999,1.5266876,1.5828979000000001,1.2586927000000001,1.5514931999999999,1.7699020000000001,1.427036,1.5396837000000001,2.1590817000000002]
["1999-10-24",0.75551480000000004,0.76187309999999997,0.60668175999999996,0.81025449999999999,0.81741023000000002,0.64460910000000005,0.66861539999999997,0.601576,0.72153420000000001,0.81567584999999998,0.65967379999999998,0.68474729999999995,0.67941890000000005]
["1999-10-29",0.12890003999999999,0.15553142,0.108769186,0.13018740000000001,0.14781449999999999,0.10586381,0.12240474,0.10383358600000001,0.11638717,0.16344644,0.10991701500000001,0.11395904,0.13068154000000001]
["1999-11-03",0.16418645000000001,0.21079956999999999,0.17083806000000001,0.15829144000000001,0.17112668,0.21177009999999999,0.19954774,0.10943719,0.156584,0.27225939999999998,0.15148933000000001,0.23148050000000001,0.33053630000000001]
["1999-11-06",1.1518188,1.2435503999999999,1.1032777,1.1902113000000001,1.2083462,1.1297463000000001,1.1681921,0.91948479999999999,1.1500014999999999,1.3278451,1.0564737,1.1644413,1.6397965000000001]
["1999-11-10",0.76201850000000004,0.82155436000000004,0.53688789999999997,0.91637179999999996,0.88301589999999996,0.59456759999999997,0.62015027,0.51583235999999999,0.71692889999999998,0.9405983,0.58712759999999997,0.63671535000000001,0.71451319999999996]
["1999-11-15",0.31912740000000001,0.40082603999999999,0.14449376999999999,0.43071609999999999,0.41952329999999999,0.31135109999999999,0.26777615999999999,2.508179E-2,0.26661430000000003,0.60798099999999999,0.14011161,0.37786025000000001,0.37068689999999999]
["1999-11-20",0.40407732000000002,0.44570159999999998,0.36990810000000002,0.4748716,0.44815664999999999,0.38691619999999999,0.36781520000000001,0.31799919999999998,0.41323563000000002,0.51849840000000003,0.35425705000000002,0.37828022,0.98136489999999998]
["1999-11-24",0.20274043,0.23430455,0.39658734000000001,0.11698709,0.14548606,0.39732691999999997,0.31172860000000002,0.31771535000000001,0.26239663000000002,0.24940209999999999,0.30713780000000002,0.34053182999999998,0.61160159999999997]
["1999-11-27",7.5372079999999994E-2,0.11245025,6.3681959999999996E-2,2.7812093E-2,9.379477E-2,9.9451200000000003E-2,0.14978084999999999,0,2.3817627000000001E-2,0.14142878,6.4810893999999994E-2,0.19253555999999999,0.23396620000000001]
["1999-12-02",0.48104316000000003,0.54882609999999998,0.47888130000000001,0.48573694000000001,0.50875579999999998,0.52468959999999998,0.52903789999999995,0.35495567,0.47157535,0.6283784,0.44696370000000002,0.57819854999999998,0.80861950000000005]
["1999-12-07",0.42643344,0.42611060000000001,0.35979944000000003,0.48260635000000002,0.49307119999999999,0.38788274,0.38604306999999999,0.31904292000000001,0.3852797,0.47716624000000002,0.36946264000000001,0.42275523999999998,0.64542409999999995]
["1999-12-08",0.50190352999999999,0.48154876000000002,0.41665784,0.51698107000000004,0.53547080000000002,0.43824464000000002,0.47917616000000002,0.40500984000000001,0.48096886,0.51528260000000004,0.50070009999999998,0.52472764000000005,0.65199640000000003]
["1999-12-12",0.38103160000000003,0.34630018000000001,0.39282042,0.34012932000000001,0.37961030000000001,0.42130709999999999,0.39817049999999998,0.39336744000000001,0.36441230000000002,0.35905877000000003,0.42685195999999997,0.46661815000000001,0.35646296]
["1999-12-19",0.16121677000000001,0.26180510000000001,3.1845734000000001E-2,0.25259777999999999,0.23774047000000001,7.2423816000000002E-2,0.15127376000000001,0,0.121486925,0.34992795999999998,2.1910679999999998E-2,0.14512515000000001,0.28756419999999999]
["1999-12-24",0.23377397999999999,0.30294237000000002,0.35175810000000002,0.27320919999999999,0.23141777999999999,0.33247852,0.30569446,0.30448836000000001,0.31155527,0.31391436,0.25874575999999999,0.24920727000000001,0.55663675000000001]
["1999-12-25",1.0794929,1.0887374999999999,0.86582130000000002,1.2156872999999999,1.2044448000000001,0.91234369999999998,0.95156929999999995,0.83975370000000005,1.0071543000000001,1.1845466,0.93973530000000005,0.98965400000000003,0.85467329999999997]
["1999-12-31",0,0,0,0,0,0,0,0,0,1.163718E-2,0,0,0]
["2000-01-05",0.16111777999999999,0.22332497000000001,0.20054272000000001,0.17399107999999999,0.17055988,0.20525028000000001,0.18985178,0.12725258,0.18240980000000001,0.2771131,0.15611643,0.19411882999999999,0.35752236999999998]
["2000-01-10",0,0,0,0,0,0,0,0,0,4.3306477000000003E-2,0,1.6340536999999999E-2,0.12919312999999999]
["2000-01-11",0.23796870000000001,0.26335686000000003,0.29950275999999998,0.24996473999999999,0.24166313,0.30767652000000001,0.25754317999999998,0.25057059999999998,0.26103670000000001,0.30627534000000001,0.25616879999999997,0.27496406000000001,0.45849814999999999]
["2000-01-18",0.281611,0.30694399999999999,0.23259588,0.31493782999999997,0.30681967999999998,0.25446049999999998,0.24304880000000001,0.20054425000000001,0.28941017000000002,0.34933215000000001,0.23016438,0.24585345,0.43485835]
["2000-01-22",0.55028960000000005,0.55108000000000001,0.63481900000000002,0.49483976000000002,0.53654749999999996,0.63793904000000001,0.62117109999999998,0.55881159999999996,0.55647029999999997,0.56272,0.61150519999999997,0.66203650000000003,0.56105559999999999]
["2000-01-27",0.16009003999999999,0.25609483999999999,8.9167739999999995E-2,0.21027187999999999,0.22544084,0.13156396000000001,0.17910725999999999,0,0.13078980000000001,0.33562085000000003,3.9273626999999998E-2,0.17657866,0.39751318000000002]
["2000-01-28",0.57656825,0.64031870000000002,0.62354403999999997,0.52402329999999997,0.49935916000000002,0.63677309999999998,0.57573240000000003,0.54374370000000005,0.62933105,0.71274954000000001,0.56025420000000004,0.57487624999999998,0.82462703999999998]
["2000-02-02",0.56730119999999995,0.63348466000000003,0.52577370000000001,0.56311670000000003,0.60787709999999995,0.55669959999999996,0.61651599999999995,0.37156440000000002,0.52906275000000003,0.67151830000000001,0.49904245000000003,0.62429356999999996,0.68889374000000003]
["2000-02-05",0.45375579999999999,0.50790100000000005,0.43629465000000001,0.44569734,0.47850436000000002,0.46953499999999998,0.46946785000000002,0.36587343,0.44124313999999998,0.55761839999999996,0.42101709999999998,0.4936432,0.56579060000000003]
["2000-02-13",0.64332900000000004,0.75962909999999995,0.57755809999999996,0.62336606000000006,0.68959939999999997,0.62528810000000001,0.71927280000000005,0.36976100000000001,0.59682760000000001,0.80932300000000001,0.54042685000000001,0.71846290000000002,0.78476880000000004]
["2000-02-14",0.22298380000000001,0.25239010000000001,0.18799650000000001,0.26619272999999999,0.25877709999999998,0.18604614999999999,0.19987497000000001,0.1606484,0.21421715999999999,0.28222454000000002,0.18346049,0.18814765999999999,0.23575655000000001]
["2000-02-19",0.78844166000000004,0.78718639999999995,0.74062395000000003,0.74842350000000002,0.81444572999999998,0.7655516,0.82212839999999998,0.67052140000000005,0.73648780000000003,0.78913593000000004,0.77958024000000004,0.86556659999999996,0.60396740000000004]
["2000-02-24",0.58793079999999998,0.62996775000000005,0.6495879,0.57745873999999997,0.57943319999999998,0.67143786000000005,0.61061659999999995,0.58054079999999997,0.62513430000000003,0.68235889999999999,0.59423369999999998,0.61975765000000005,1.0417495000000001]
["2000-03-01",0.94495790000000002,0.94999500000000003,0.99404570000000003,0.86209780000000003,0.94756189999999996,0.99052870000000004,1.0387584000000001,0.88744190000000001,0.91547049999999996,0.93783850000000002,0.99303090000000005,1.0686868,1.0027926]
["2000-03-02",0.62515639999999995,0.65427860000000004,0.69893499999999997,0.59311502999999999,0.60366339999999996,0.68948980000000004,0.6573504,0.6451308,0.66783090000000001,0.67734240000000001,0.66513853999999994,0.65991973999999998,0.7448226]
["2000-03-07",1.1346014,1.2369374,1.1263962000000001,1.1497685,1.1601585000000001,1.1312447999999999,1.1330125,1.0058377000000001,1.1699208000000001,1.2975030999999999,1.0659599,1.0856262000000001,1.2947033999999999]
["2000-03-13",0.88017599999999996,0.88845130000000005,0.83040999999999998,0.91919819999999997,0.93769849999999999,0.87502769999999996,0.85831440000000003,0.78354824000000001,0.84602029999999995,0.95610200000000001,0.83208114,0.9050975,0.86097769999999996]
["2000-03-18",1.4143089,1.4289318,1.4441849,1.3879520999999999,1.4367928999999999,1.4641607999999999,1.4564549,1.3303777000000001,1.4066135,1.4578224,1.4150362000000001,1.4844078000000001,1.4178025999999999]
["2000-03-19",1.0697114000000001,1.1033568,1.1863104,0.94302560000000002,1.0030452999999999,1.1887478,1.2124216999999999,1.0561217000000001,1.105704,1.0942113,1.1538573999999999,1.2165664,1.3082441]
["2000-03-24",0.96082849999999997,1.008513,1.0221735000000001,0.92363320000000004,0.9493296,1.0088014999999999,1.0183884000000001,0.94366450000000002,0.98484450000000001,1.0128588999999999,0.98533669999999995,0.99055459999999995,1.1880605]
["2000-03-29",0.35532134999999998,0.35396874,0.43129889999999999,0.58748007000000002,0.59229050000000005,0.39251477000000001,0.36826175,0.37845410000000002,0.36008859999999998,0.36218336000000001,0.38482632999999999,0.36906368000000001,1.0139258]
["2000-03-31",0.72248464999999995,0.70132360000000005,0.80582149999999997,0.70815282999999996,0.7314079,0.82818689999999995,0.75678290000000004,0.75490349999999995,0.72283200000000003,0.71167623999999996,0.7584727,0.80116929999999997,0.88764310000000002]
["2000-04-05",1.9846444000000001,2.0913632,1.8274294,2.0920339999999999,2.0730612000000002,1.8486408000000001,1.8986369999999999,1.7113045,1.9897332000000001,2.1857855000000002,1.830789,1.8519076000000001,2.0554779999999999]
["2000-04-10",2.2716707999999999,2.3067416999999999,2.2032712000000001,2.2495604,2.3410845,2.1867993000000001,2.3258169999999998,2.0700512,2.2090695,2.2944734000000002,2.2471332999999998,2.2918484000000001,2.0585933000000001]
["2000-04-15",0.34328803000000002,0.34756290000000001,0.33003690000000002,0.71500474000000003,0.68610643999999998,0.30382577,0.30883157,0.30397020000000002,0.32753816000000002,0.37422538,0.32056844000000001,0.3053266,0.80275655000000001]
["2000-04-19",1.9720253999999999,1.9718728000000001,2.1674845,1.8179559000000001,1.9327292,2.1017165000000002,2.1352894,2.000543,1.9928374,1.8913656000000001,2.0779429999999999,2.0627355999999999,2.349097]
["2000-04-22",1.7757552000000001,1.7866738,1.8125182,1.7125356,1.7680484000000001,1.7886713999999999,1.8390770000000001,1.7511741999999999,1.7774270000000001,1.7686113999999999,1.8188818,1.8083266,1.6831799999999999]
["2000-04-27",1.4336055999999999,1.4850083999999999,1.8327690000000001,1.2055821,1.2692078,1.7476624999999999,1.6928188,1.705651,1.566022,1.4138885000000001,1.6964267,1.6573315,2.0128734000000001]
["2000-05-02",1.4100231999999999,1.3196123,1.6751457000000001,1.1768795000000001,1.3015695,1.6142415000000001,1.6123976,1.687543,1.4196660000000001,1.2396288,1.7164408,1.7029308000000001,1.2587980999999999]
["2000-05-07",2.5384000000000002,2.6189249000000001,2.5244502999999998,2.5802524,2.5900650000000001,2.5018094,2.5409250000000001,2.4199853,2.5508134,2.6209289999999998,2.4829667,2.4792483000000001,2.7520243999999998]
["2000-05-09",2.7726670000000002,2.8144233000000001,2.4753376999999999,2.8964240000000001,2.908798,2.4612603000000002,2.6431467999999998,2.4620955000000002,2.6858439999999999,2.8014480000000002,2.5842900000000002,2.5546102999999998,2.1802518000000002]
["2000-05-14",3.4002943000000001,3.5425596000000001,3.4866483000000001,3.3914597,3.4115890000000002,3.3917264999999999,3.5004119999999999,3.3014207,3.4590888,3.5180707,3.3839073000000002,3.2812492999999998,3.7190544999999999]
["2000-05-19",2.1470098000000002,2.1514389999999999,2.258877,2.0672107,2.1157176,2.2175199999999999,2.2376423000000001,2.223703,2.1699307000000001,2.1254094000000001,2.2759683000000002,2.2509850999999998,2.0209836999999999]
["2000-05-24",1.7464093999999999,1.8766366999999999,1.9795446000000001,1.6722964,1.6569307,1.8944376000000001,1.8675202,1.8463144,1.8879707999999999,1.8691236,1.8359738999999999,1.7544924,2.6474704999999998]
["2000-05-25",2.860198,2.8983655000000002,3.0647747999999999,2.7097015,2.7918704000000001,2.9745240000000002,3.0083194,2.9298730000000002,2.9382586000000002,2.8326902,2.995371,2.9033593999999998,2.9248132999999998]
["2000-05-31",2.8808796000000001,2.9205450000000002,2.9719950000000002,2.8624274999999999,2.8937857,2.9398654,2.9316385,2.8545433999999998,2.9149435000000001,2.9223824,2.9027997999999999,2.8543148,3.1862693000000002]
["2000-06-05",0.59363849999999996,0.62643680000000002,0.71247000000000005,0.55966925999999995,0.55969400000000002,0.72182139999999995,0.64992890000000003,0.66628589999999999,0.64240030000000004,0.64605104999999996,0.65036669999999996,0.66614859999999998,1.472118]
["2000-06-10",3.2387329999999999,3.2796992999999999,3.5140940000000001,3.1107179999999999,3.1764497999999999,3.4525971000000002,3.4034607000000001,3.3634442999999998,3.3282753999999999,3.2487940000000002,3.3962151999999999,3.3335583,3.8276637]
["2000-06-13",2.4062025999999999,2.5869163999999998,2.7006469000000002,2.3818407000000001,2.3330822000000002,2.6350093000000001,2.5224278,2.4790093999999998,2.5930371000000001,2.6326217999999999,2.4544613000000002,2.3841076000000001,3.2671663999999998]
["2000-06-17",4.2380656999999999,4.2621756,4.496391,4.1690800000000001,4.2352049999999997,4.4672939999999999,4.3798250000000003,4.3270850000000003,4.2967104999999997,4.2631803000000001,4.3698579999999998,4.3434679999999997,4.6642795000000001]
["2000-06-22",2.9409394,3.1170936,2.8035755,3.0712592999999999,2.9970615,2.8020334,2.8274689,2.6634538000000001,3.0305675999999999,3.2176895000000001,2.7484677,2.6890299999999998,3.2366717]
["2000-06-27",3.5387015000000002,3.5194645000000002,3.4376410000000002,3.5678003,3.6110852000000002,3.4928536000000001,3.5065059999999999,3.4206300000000001,3.4890349999999999,3.5426299999999999,3.5109675,3.5255773000000001,3.016877]
["2000-07-01",2.1180979999999998,2.0230196,1.845594,2.2449238,2.2602215000000001,1.8742346000000001,1.9707657999999999,1.9387791999999999,1.9706684000000001,2.0420563,2.0116736999999998,2.0139995000000002,1.0040723]
["2000-07-04",1.3566113,1.3184996,1.310036,1.3866262,1.4025856999999999,1.2939126000000001,1.3188016,1.3110218,1.3157492,1.2994014,1.3297281000000001,1.3219392999999999,1.3333607000000001]
["2000-07-09",1.4425242,1.4193232,1.6787348,1.2868736999999999,1.3588651,1.6154796,1.582851,1.6229753,1.4943523000000001,1.3497508,1.6171998000000001,1.5794338000000001,1.745492]
["2000-07-14",2.201584,2.1620324000000002,2.346352,2.0812862000000001,2.1563213000000001,2.3504488000000001,2.2988968000000001,2.3167300000000002,2.2184594,2.164425,2.3563635000000001,2.3844728000000002,2.2871815999999998]
["2000-07-15",2.4254348000000001,2.3343148,2.5823393000000001,2.2543974000000002,2.3733354000000002,2.5632415000000002,2.5521946,2.5798990000000002,2.4087869999999998,2.2777820000000002,2.6333262999999998,2.6419896999999999,1.9432266]
["2000-07-19",3.5420734999999999,3.6151532999999998,3.7351100000000002,3.4183629999999998,3.4872339999999999,3.7661457,3.7040320000000002,3.5976868,3.6143572000000002,3.6307976000000002,3.6613720000000001,3.6963879999999998,3.4580915000000001]
["2000-07-26",2.6058352,2.5747979999999999,2.6266181,2.4864771000000001,2.5783079,2.7057370000000001,2.6784735,2.6146476000000001,2.5855663,2.5582422999999999,2.6845129000000001,2.7464141999999998,2.1677507999999999]
["2000-07-31",3.3303783,3.4939349000000002,3.6114830000000002,3.1633390000000001,3.2224738999999998,3.6249956999999999,3.5599932999999999,3.3999095000000001,3.4785122999999998,3.4867764000000001,3.4597734999999998,3.4616256000000001,3.4302676000000001]
["2000-08-01",3.1949987000000002,3.2778044,3.2533617000000001,3.1793982999999999,3.2190436999999998,3.3112922,3.2541975999999999,3.1124434000000001,3.2212605000000001,3.34436,3.1882787000000001,3.2330966000000001,3.4216144000000002]
["2000-08-06",2.3565277999999998,2.4443687999999999,2.4487085,2.3760140000000001,2.3696747,2.5048382,2.3866800000000001,2.3115122000000001,2.4162986000000002,2.5275444999999999,2.3303714000000002,2.3964862999999998,2.7430303]
["2000-08-12",3.0972692999999998,3.2483897000000002,3.4293263,2.8712187,2.9927006,3.4176996000000002,3.3965375,3.1284722999999999,3.2206860000000002,3.1975113999999998,3.2288437000000001,3.2672403000000001,3.8385208]
["2000-08-17",3.0581054999999999,3.125699,3.0422790000000002,2.9809732000000002,3.0803878,3.0860127999999998,3.120269,2.8992984000000002,3.0562868000000001,3.1559968,3.0363316999999999,3.0929395999999998,3.4330102999999998]
["2000-08-18",1.6712400999999999,1.6791799999999999,1.4120272,1.8888069999999999,1.848616,1.4891471999999999,1.4764512000000001,1.3890349,1.5840893,1.8176862,1.4441329999999999,1.5095999,1.9440504000000001]
["2000-08-23",3.1291156,3.1472197,3.2535883999999999,2.8761659000000002,3.0718217000000001,3.2595632000000001,3.367807,3.1096058000000002,3.1055703000000001,3.0634093,3.2951540000000001,3.3906307,2.9951439999999998]
["2000-08-29",2.1497907999999999,2.2610000000000001,2.2060175000000002,2.0306818,2.1124227000000002,2.2553504000000002,2.2960867999999999,2.0319769999999999,2.1767444999999999,2.2775639999999999,2.1621522999999998,2.2660072000000002,2.1858274999999998]
["2000-09-03",2.0967734,2.0804882,2.1733188999999999,1.9601805999999999,2.0643349,2.2283067999999999,2.2112020000000001,2.0680315,2.0911517000000002,2.1064457999999999,2.1819136000000001,2.2932377000000002,2.223843]
["2000-09-04",2.2718600000000002,2.3681456999999999,2.1150148,2.3078789999999998,2.3823770999999998,2.2047560000000002,2.2816974999999999,1.9323140000000001,2.2032413000000002,2.4534975999999999,2.1153556999999998,2.2559990000000001,2.1945096999999998]
["2000-09-09",0.86074980000000001,0.99539230000000001,1.1760731,0.71321403999999999,0.70203110000000002,1.1792407,1.0597061999999999,1.0460674999999999,1.0249077,1.0041903999999999,1.0084512999999999,1.0203065,1.7071552999999999]
["2000-09-12",2.1723568000000002,2.2647370000000002,2.4011002000000001,1.9520918,2.0904965,2.4272882999999998,2.4209820999999998,2.1644532999999999,2.2282958000000002,2.2538505,2.2871484999999998,2.4003887000000002,2.4229015999999999]
["2000-09-20",1.6061504,1.6524852999999999,1.4622310000000001,1.6155645999999999,1.6714442,1.5078320000000001,1.5883890000000001,1.3679074,1.5566114,1.7119728000000001,1.5032425,1.5831933,1.5728312]
["2000-09-21",1.1471274,1.3022720999999999,1.1555918000000001,1.1821634999999999,1.1596994,1.1552422,1.1668655000000001,1.0190254000000001,1.2052955999999999,1.3777451999999999,1.0721684,1.0895436999999999,1.69238]
["2000-09-26",1.2189249,1.3079844,1.2923429,1.1834813,1.1896481999999999,1.3131999999999999,1.2984502,1.1880305,1.2669568,1.3738874999999999,1.2387804,1.2923031,1.1580777]
["2000-09-30",0.97285750000000004,1.0046208999999999,0.90641970000000005,0.91835520000000004,0.99909780000000004,0.92102839999999997,1.0466279000000001,0.80663099999999999,0.90849380000000002,1.0000494,0.94184089999999998,1.0409254999999999,0.73068580000000005]
["2000-10-07",0.25186789999999998,0.53280760000000005,0.43482396000000001,0.34835490000000002,0.2972631,0.45695190000000002,0.43724554999999998,0.41274157,0.49540886000000001,0.61711539999999998,0.42427369999999998,0.44047955,0.56699586000000002]
["2000-10-08",0.88160340000000004,0.88803489999999996,0.85678319999999997,0.83201974999999995,0.90711019999999998,0.90019340000000003,0.9279075,0.76839139999999995,0.84024010000000005,0.90747869999999997,0.86347560000000001,0.96775429999999996,0.77159630000000001]
["2000-10-13",0.50260775999999996,0.53040770000000004,0.46271715000000002,0.48390075999999999,0.54068106000000005,0.47890579999999999,0.54758479999999998,0.37071124,0.45450190000000001,0.53721607000000005,0.46260715000000002,0.55366373000000002,0.48306860000000001]
["2000-10-18",0.21741073999999999,0.24342810000000001,0.26476707999999999,0.40329500000000001,0.40090482999999999,0.29186224999999999,0.23067687000000001,0.22971712,0.24427180000000001,0.28519621000000001,0.22470380000000001,0.25451573999999999,0.6285946]
["2000-10-23",0.59286220000000001,0.57911979999999996,0.63946499999999995,0.54105429999999999,0.57904580000000005,0.65333989999999997,0.64381737000000006,0.58992540000000004,0.58796625999999996,0.58862393999999996,0.63695230000000003,0.68481729999999996,0.76256230000000003]
["2000-10-25",1.2679408000000001,1.3225579999999999,1.2829269999999999,1.2668786000000001,1.2752473,1.3185617000000001,1.2740686000000001,1.1961838,1.2999886,1.4071952999999999,1.2534912,1.30219,1.4728308999999999]
["2000-10-30",1.2113339999999999,1.2822068,1.2262126,1.1911331000000001,1.2055956000000001,1.2260461,1.2473592,1.1272346,1.2471021,1.3394185999999999,1.2156878,1.2416079,1.2827411]
["2000-11-04",0.21094513000000001,0.29108574999999998,0.15331295,0.1979023,0.26095499999999999,0.1862026,0.26694689999999999,1.5810500000000002E-2,0.15343878,0.33109105,0.13649721000000001,0.26983543999999998,0.32175730000000002]
["2000-11-06",0.47802165000000002,0.52460200000000001,0.2989175,0.6342991,0.57978076000000001,0.33240619999999999,0.35217296999999997,0.27931356000000002,0.44812426,0.61095719999999998,0.32461994999999999,0.34317857000000002,0.40900271999999999]
["2000-11-11",0.69218000000000002,0.69438710000000003,0.48060384,0.84928990000000004,0.81519604000000001,0.51930182999999996,0.54413900000000004,0.48129705,0.63101697000000001,0.77551999999999999,0.53986215999999998,0.64301335999999998,0.5859721]
["2000-11-16",0.39897519999999997,0.4139833,0.27860190000000001,0.45814519999999997,0.47112813999999997,0.30904110000000001,0.36052669999999998,0.2139684,0.34621390000000002,0.45958355000000001,0.30568317,0.37839899999999999,0.29044123999999999]
["2000-11-21",0.14043370999999999,0.14754716000000001,6.5928705000000004E-2,0.20786391000000001,0.19137867,8.3690755000000006E-2,8.7518719999999994E-2,6.3920744000000002E-2,0.11774656,0.1955991,8.6768529999999996E-2,0.10204998,0.10076202500000001]
["2000-11-24",0.11163735,0.149281,2.9188987E-2,0.15951334,0.17154527,5.9629250000000002E-2,9.7521940000000001E-2,0,6.2561339999999993E-2,0.19997212,3.8743377000000002E-2,0.11351545,0.116447814]
["2000-11-28",0.40640064999999997,0.42914859999999999,0.45423770000000002,0.41023179999999998,0.40630474999999999,0.47746515,0.41957270000000002,0.41227930000000002,0.43099546,0.38909389999999999,0.41629820000000001,0.44336893999999999,0.49317349999999999]
["2000-12-03",4.1839941999999998E-2,8.404441E-2,0,9.7265340000000006E-2,0.10210464,0,4.0543858000000002E-2,0,0,0.13519712,0,5.7809375000000003E-2,6.4142329999999997E-2]
["2000-12-08",0.98655749999999998,1.0367744000000001,0.88341009999999998,1.0814790999999999,1.0703855,0.90400309999999995,0.9194331,0.79418219999999995,0.96765869999999998,1.1110736999999999,0.87268509999999999,0.91029300000000002,1.1878994]
["2000-12-13",1.2953623999999999,1.3845828,1.3238956,1.276365,1.2797197,1.3368278,1.3231322000000001,1.2149776000000001,1.3536637,1.4587513000000001,1.2936862,1.3210799,1.7578248000000001]
["2000-12-17",0,0,0,0,0,0,0,0,0,8.7033590000000008E-3,0,0,0]
["2000-12-20",3.4067242999999997E-2,7.2082943999999996E-2,6.4602024999999993E-2,9.9343130000000002E-2,2.2744687E-2,7.6181170000000006E-2,4.6178735999999998E-2,4.3326676000000001E-2,6.5318349999999997E-2,0.17719583,4.8154663E-2,6.1431020000000003E-2,0.18532652999999999]
["2000-12-25",0.6431597,0.65746009999999999,0.56836456000000002,0.70511829999999998,0.70425165000000001,0.59116787000000004,0.58225939999999998,0.53257390000000004,0.62718269999999998,0.71757119999999996,0.58328469999999999,0.60450669999999995,1.2513764000000001]
["2000-12-30",0.18108827,0.23896642000000001,5.7676893E-2,0.23790697999999999,0.2439762,9.9046729999999999E-2,0.15000437,0,0.14957746999999999,0.28438776999999998,5.3934007999999999E-2,0.14340148999999999,0.27223212000000002]
["2000-12-31",0.36192948000000003,0.36137614000000001,0.24692612999999999,0.43741390000000002,0.42717539999999998,0.2787771,0.28730586000000002,0.24432027000000001,0.32816615999999998,0.41966515999999998,0.29071780000000003,0.31630330000000001,0.29687609999999998]
["2001-01-06",0,0,0,0,0,0,0,0,0,0,0,0,8.2753670000000001E-2]
["2001-01-11",0.62470870000000001,0.68768435999999999,0.81844720000000004,0.52579399999999998,0.5498594,0.79268706,0.7383847,0.72293395000000005,0.71177924000000004,0.70856669999999999,0.74353619999999998,0.73784700000000003,1.2255852]
["2001-01-16",0.14011762999999999,0.14916681000000001,4.2107627000000002E-2,0.17845813999999999,0.18928216,0.11517603999999999,0.11664301000000001,3.5881943999999999E-2,8.4178686000000003E-2,0.23746037,9.3685550000000006E-2,0.1825987,4.8177242000000002E-2]
["2001-01-18",4.0541097999999998E-2,3.9409183E-2,0,5.8197382999999998E-2,7.0555753999999998E-2,3.9592978000000001E-2,2.1116875E-2,0,1.28646195E-2,8.8509530000000003E-2,1.008362E-2,7.5129210000000002E-2,0.1065408]
["2001-01-23",0.10032141,0.20094909999999999,0.22277649999999999,0.10727490000000001,9.9355294999999996E-2,0.21063103,0.1922239,0.19255364,0.20076582000000001,0.22049463,0.1994821,0.19135559999999999,0.25965820000000001]
["2001-01-28",0,1.7159139E-3,0,0,0,0,3.4666777000000003E-2,0,0,9.6633680000000003E-3,0,5.0704416000000002E-2,0]
["2001-02-02",2.280184E-2,1.7674265000000002E-2,0.118341476,4.5709760000000002E-2,4.5302576999999997E-2,0.12083695,0.11805412,0.11200233499999999,1.2077456E-2,3.8920126999999999E-2,0.1243317,0.12802274999999999,0]
["2001-02-03",0.32291278000000001,0.35000693999999999,0.36428832999999999,0.29617026000000002,0.30749959999999998,0.38219734999999999,0.36454445000000002,0.31338083999999999,0.34187899999999999,0.38082284,0.34723832999999998,0.38572406999999997,0.21166541999999999]
["2001-02-10",0.457959,0.45808094999999999,0.39456513999999998,0.52160275,0.51246150000000001,0.41042342999999998,0.40446112000000001,0.37743968,0.4374342,0.50960209999999995,0.408549,0.42165209999999997,0.47573339999999997]
["2001-02-14",0.41471229999999998,0.49232494999999998,0.26057996999999999,0.4085858,0.49205756,0.28323510000000002,0.46105465000000001,0.11099982,0.30885806999999998,0.49186486000000001,0.29564960000000001,0.43761129999999998,0.26734084000000002]
["2001-02-19",0.29078376,0.29591286,0.21687442000000001,0.33479658000000001,0.34183966999999998,0.22559983,0.25498136999999998,0.19583181999999999,0.25863882999999999,0.3248375,0.23594090000000001,0.26203713000000001,0.20216437000000001]
["2001-02-20",0.34364188000000001,0.38702344999999999,0.31293124,0.33145462999999997,0.37398176999999999,0.31974459999999999,0.36229845999999999,0.24500583000000001,0.31776577,0.3981981,0.30459930000000002,0.35294858000000001,0.40304706000000001]
["2001-02-24",0.91201019999999999,0.93797079999999999,0.90835730000000003,0.84060520000000005,0.92432950000000003,0.93111790000000005,0.99461999999999995,0.78205705000000003,0.87170709999999996,0.94503910000000002,0.91679949999999999,1.0229177,1.0620064]
["2001-03-03",0.81752539999999996,0.83150256,0.68288369999999998,0.9080627,0.90179290000000001,0.70719030000000005,0.73115030000000003,0.64955059999999998,0.77978139999999996,0.88888840000000002,0.71635705000000005,0.73967147,0.9656614]
["2001-03-08",5.7219006000000003E-2,6.670239E-2,7.1402569999999999E-2,7.565355E-2,6.4829159999999997E-2,5.7994629999999998E-2,5.8089476000000001E-2,6.5447859999999997E-2,6.0137607000000003E-2,8.0901905999999996E-2,6.2981480000000006E-2,5.4221819999999997E-2,0.33941567]
["2001-03-09",0.48436695000000002,0.54639990000000005,0.65428059999999999,0.41292815999999999,0.41653895000000002,0.62457269999999998,0.57933175999999997,0.57061415999999998,0.56826836000000003,0.55054380000000003,0.56683640000000002,0.54852855,0.79728540000000003]
["2001-03-14",0.8654153,0.94334530000000005,0.9209813,0.87203010000000003,0.87633899999999998,0.91678729999999997,0.9042905,0.79339230000000005,0.89861480000000005,0.98463069999999997,0.83868474000000004,0.86200160000000003,1.2547953000000001]
["2001-03-20",1.0707396,1.1541034999999999,0.85702420000000001,1.1893959999999999,1.1336993,0.87077559999999998,0.84216150000000001,0.77520069999999996,0.94915879999999997,1.2502812999999999,0.81580810000000004,0.81122594999999997,1.0945988]
["2001-03-25",0.69479630000000003,0.69630044999999996,0.73172426000000002,0.65661700000000001,0.68062880000000003,0.72373920000000003,0.71865120000000005,0.7136401,0.71051746999999998,0.70671989999999996,0.74435340000000005,0.74076989999999998,0.67357769999999995]
["2001-03-26",0.41523125999999999,0.41397289999999998,0.39943024999999999,0.45521099999999998,0.45172915000000002,0.42639944000000002,0.39058085999999997,0.38190886000000002,0.40362039999999999,0.47063985000000003,0.4012676,0.43879655000000001,0.79091940000000005]
["2001-03-31",1.0380039999999999,1.1416402000000001,1.1908112,0.97651060000000001,0.97291110000000003,1.1598712,1.1210762999999999,1.0713722000000001,1.1478250000000001,1.1740952,1.0882478,1.0627219999999999,1.5397528]
["2001-04-06",0.85205759999999997,0.94028290000000003,1.1593625999999999,0.46119756000000001,0.46119300000000002,1.1023877,1.0119756,1.0364747999999999,0.99056429999999995,0.94451620000000003,1.0111408,0.97249039999999998,1.4842458000000001]
["2001-04-11",1.7798609000000001,1.9012825,1.5558985000000001,1.9504421999999999,1.8925320000000001,1.6035292000000001,1.6366946,1.4964913,1.7760351999999999,2.0201066000000001,1.5868376,1.6143860000000001,1.5471442]
["2001-04-12",1.4970079999999999,1.5498730000000001,1.5172125000000001,1.4393266,1.4679291000000001,1.5586040999999999,1.53925,1.4488988,1.5349492,1.5993725999999999,1.5112791000000001,1.5568789999999999,1.4200223999999999]
["2001-04-17",1.9200534,1.9647410000000001,1.8504742000000001,1.9051032000000001,1.9544736,1.8703510000000001,1.9252537000000001,1.7710668000000001,1.9081314,2.0046982999999998,1.8824593999999999,1.9117736000000001,1.7664834]
["2001-04-20",1.4286806999999999,1.3807521,1.5066762,1.3577558999999999,1.4394644000000001,1.4643507,1.4839998000000001,1.4589367,1.4055979000000001,1.3309770999999999,1.5184477999999999,1.5108889000000001,1.6416109000000001]
["2001-04-28",2.4107308000000001,2.4508420000000002,2.4283956999999998,2.3528373,2.4272057999999999,2.3794909,2.4742004999999998,2.3223329000000001,2.4082786999999999,2.4262009999999998,2.4406496999999998,2.4118119999999998,2.3162216999999998]
["2001-04-29",1.2626885999999999,1.3546815999999999,1.6587061999999999,1.1485882000000001,1.1501473,1.5822947000000001,1.4692254,1.5063777,1.4123374,1.3514739,1.472915,1.4391938,1.8928663999999999]
["2001-05-04",2.3691884999999999,2.4321012,2.5858661999999999,2.1813245000000001,2.2677689999999999,2.5277417,2.5576932000000001,2.4591699999999999,2.4571831,2.3902502000000001,2.544619,2.5179288,2.6182444]
["2001-05-09",1.9060703999999999,2.0236700000000001,2.000597,1.9651730000000001,1.9230187999999999,1.9573514000000001,1.9246888,1.8602612000000001,1.9882385,2.0758884000000002,1.883623,1.8522882000000001,2.4074905000000002]
["2001-05-13",3.2180803,3.3677473,3.2808592000000001,3.2544360000000001,3.2453363,3.2942559999999999,3.2447471999999999,3.0657659000000002,3.3033356999999999,3.4741095999999998,3.1318784000000002,3.1359024,3.3899490000000001]
["2001-05-16",1.8855689,1.9133811999999999,1.9253,1.8908558,1.9044749999999999,1.8672915999999999,1.9040592000000001,1.8563924000000001,1.9032704,1.8902234,1.8968613999999999,1.8374444000000001,1.7364165]
["2001-05-21",3.4573767000000002,3.4929073000000002,3.5920190000000001,3.2785350000000002,3.3983843,3.5372059999999999,3.6192207000000001,3.4813895000000001,3.5016731999999999,3.3976696,3.5979931000000001,3.5389447000000001,3.3156397000000002]
["2001-05-26",3.3093321000000002,3.5145588000000001,3.3994477000000001,3.3077557,3.2846487,3.3687985,3.3655124000000001,3.1836063999999999,3.4556344000000001,3.5187995000000001,3.2361765,3.1422846,3.6516435]
["2001-05-31",3.8096488000000002,3.9482624999999998,3.7061535999999999,3.9679544,3.91411,3.7433912999999999,3.717435,3.5429444000000001,3.8574959999999998,4.0918299999999999,3.6414610000000001,3.6483305000000001,3.6755187999999999]
["2001-06-02",2.3922013999999998,2.4497848000000002,2.5213717999999998,2.3892540000000002,2.3909077999999999,2.5082559999999998,2.4368370000000001,2.406625,2.4580975,2.4935185999999998,2.4379080000000002,2.4408834000000001,2.6484854000000002]
["2001-06-07",3.2674549000000002,3.3826331999999999,3.6716652000000001,3.0827732000000001,3.1361520000000001,3.5928263999999999,3.4976780000000001,3.4492004000000001,3.4492495000000001,3.3644167999999999,3.4731679999999998,3.3970956999999999,4.1270689999999997]
["2001-06-12",2.5521753,2.5393645999999999,2.26797,2.6997678000000001,2.6855996000000002,2.4887359999999998,2.3730896000000001,2.2633367,2.4723535000000001,2.7363179999999998,2.3526474999999998,2.5168846,1.357912]
["2001-06-14",3.0086176,3.1820254000000001,3.2548680000000001,2.925783,2.9147500000000002,3.2501213999999998,3.1398424999999999,3.0599927999999998,3.1929159999999999,3.2410176000000002,3.0715357999999999,3.0320935000000002,3.5380880000000001]
["2001-06-19",3.7821307000000002,3.8862100000000002,3.7054407999999999,3.8391546999999999,3.8321470999999998,3.7731954999999999,3.7525295999999999,3.6157159999999999,3.8267152000000002,3.9759085000000001,3.7070824999999998,3.7054554999999998,3.6351197000000002]
["2001-06-24",4.2675939999999999,4.3001474999999996,4.3235292000000003,4.2036480000000003,4.2673759999999996,4.3677516000000001,4.3464229999999997,4.2476034,4.2910165999999998,4.2966056000000004,4.3289638000000004,4.326352,4.0897683999999996]
["2001-06-29",2.5240909999999999,2.6214476000000002,2.4289873000000002,2.7371108999999998,2.6552250000000002,2.4384367,2.3959708000000002,2.3040523999999998,2.5378409999999998,2.7327162999999999,2.3335206999999998,2.3180486999999999,3.2040169999999999]
["2001-07-04",4.7344189999999999,4.9924115999999996,4.7905620000000004,4.8832570000000004,4.7992014999999997,4.8473462999999999,4.698861,4.4657650000000002,4.8996363000000001,5.1600466000000003,4.5165705999999997,4.5141830000000001,4.9608030000000003]
["2001-07-07",0.49098199999999997,0.47677555999999999,1.3084536,0.43946375999999998,0.45739540000000001,1.2667124999999999,0.54801949999999999,1.3009493000000001,0.49920704999999999,0.45969640000000001,1.2675774,1.2546113000000001,0.52120239999999995]
["2001-07-11",3.7370656000000002,3.7978125,3.9776356000000002,3.5517303999999998,3.6293739999999999,3.9480990999999999,3.9010967999999999,3.8489727999999999,3.8538337,3.8123,3.9264687999999999,3.887807,3.9768460000000001]
["2001-07-16",2.9386486999999999,2.8049173000000001,3.0058395999999998,2.7954813999999999,2.9335499999999999,3.0487777999999999,3.0391295,3.0278003,2.8593131999999999,2.7707033000000001,3.103192,3.1542829999999999,2.3312200000000001]
["2001-07-21",1.9852681999999999,2.0870943,2.288049,1.7940069999999999,1.8304688,2.2521198,2.1731824999999998,2.1669703,2.1461763,2.0759337000000002,2.1627540000000001,2.12629,2.6991567999999999]
["2001-07-25",2.9790100000000002,3.0769085999999999,3.0302539999999998,2.9854297999999999,2.9895849999999999,3.0783860000000001,3.0272765000000001,2.9244811999999998,3.0275897999999999,3.1279935999999999,2.9766598000000002,3.0104243999999998,3.1152177000000001]
["2001-07-28",3.7752085000000002,3.9382708000000002,3.7021608000000001,3.8641540000000001,3.8421515999999998,3.8794436000000001,3.7780811999999999,3.5671797000000001,3.8099042999999999,4.1557817000000004,3.6706629999999998,3.8308513,3.7223910999999998]
["2001-08-02",1.3270495,1.3643989999999999,1.3891462999999999,1.3663708999999999,1.3449880000000001,1.3785943000000001,1.3316523,1.3257539,1.3548882,1.3903091999999999,1.3185946,1.3202858,1.7187410000000001]
["2001-08-07",1.6134752000000001,1.7745242000000001,1.9387984,1.5073627000000001,1.4821736999999999,1.8974253999999999,1.7887911999999999,1.7849548,1.8020358000000001,1.8042862,1.7532166,1.7249977999999999,2.2260317999999999]
["2001-08-08",2.7870433000000001,2.8748360000000002,2.9032216000000002,2.6524070000000002,2.7133151999999998,2.8976567000000002,2.9134470000000001,2.7969786999999999,2.8675980000000001,2.8783259999999999,2.8824524999999999,2.8772063000000001,2.7158481999999999]
["2001-08-14",2.8611841,2.9552573999999998,2.9842396,2.839324,2.8962617000000002,2.9706967,2.9723290000000002,2.7846259999999998,2.8839521000000001,2.9733640000000001,2.8631853999999999,2.8905270000000001,3.0847519999999999]
["2001-08-19",1.5520381999999999,1.6485586000000001,1.8689822,1.4303060999999999,1.4425513000000001,1.803428,1.7339161999999999,1.7210892,1.6906251999999999,1.6353518,1.7033035999999999,1.6679379000000001,2.1178167000000001]
["2001-08-24",3.0363593,3.2304217999999998,3.0801663000000001,2.8407209999999998,2.9799609999999999,3.1477895,3.2527026999999999,2.8439619999999999,3.0874109999999999,3.2657126999999999,3.0368276000000001,3.1433187,3.0093852999999999]
["2001-08-25",3.1126914000000001,3.3242425999999998,2.9498262,3.1487609999999999,3.1906579000000002,3.0373220000000001,3.1602166,2.7373004000000001,3.0980308000000001,3.4703195,2.9349843999999998,3.0683055000000001,2.77826]
["2001-08-31",1.8429667999999999,1.9239652,1.8609296,1.8299162,1.8604708000000001,1.8550492999999999,1.8943973999999999,1.7442968000000001,1.8579285999999999,1.9490546,1.8236356,1.8505486,1.8793032000000001]
["2001-09-05",1.476642,1.4836334,1.2921142999999999,1.5327439,1.5486875,1.3565430000000001,1.3949122,1.299326,1.4198805999999999,1.5586158999999999,1.3798855999999999,1.4442142,1.0613003000000001]
["2001-09-10",2.2320454000000001,2.2870773999999998,2.0811844000000002,2.3132565,2.3577368000000001,2.151484,2.1778133,1.9320805999999999,2.1770429999999998,2.3765459999999998,2.0766499999999999,2.1892073000000001,2.1086828999999998]
["2001-09-11",1.3321502000000001,1.3338146,1.3611523000000001,1.3203031999999999,1.3471196000000001,1.4279552,1.3404187999999999,1.3148960000000001,1.3343148,1.3842196,1.3420213000000001,1.4246662999999999,1.3889027]
["2001-09-18",0.67045146,0.68518615000000005,0.38460050000000001,0.72626190000000002,0.70538913999999997,0.38316894000000001,0.64982039999999996,0.39993276999999999,0.65751649999999995,0.72397359999999999,0.40829742000000002,0.42374095000000001,0.36921376]
["2001-09-22",1.2086756999999999,1.2406797000000001,1.0532452000000001,1.2006148999999999,1.2939035000000001,1.0897254999999999,1.1958696,0.98082709999999995,1.1203692000000001,1.2296563,1.1035258999999999,1.1903182000000001,1.1449153000000001]
["2001-09-27",0.6245735,0.68006909999999998,0.76373749999999996,0.549238,0.55351985000000004,0.76974430000000005,0.71770449999999997,0.71639390000000003,0.69412373999999999,0.69808376000000005,0.70884829999999999,0.72243550000000001,0.70423080000000005]
["2001-09-28",1.4221174000000001,1.5456603,1.4838947,1.3046939,1.4320995000000001,1.4755659999999999,1.5956056999999999,1.2592418000000001,1.3931659999999999,1.5259544,1.4206539,1.5408415,1.6671229999999999]
["2001-10-02",0.89136099999999996,0.89858020000000005,0.93722910000000004,0.87617610000000001,0.90530310000000003,0.94820499999999996,0.91699120000000001,0.88042140000000002,0.88805800000000001,0.92179940000000005,0.90829380000000004,0.94654850000000001,1.5033787000000001]
["2001-10-09",0.89692499999999997,0.90363269999999996,0.88886410000000005,0.84184309999999996,0.93224280000000004,0.89733850000000004,0.94385450000000004,0.79686402999999995,0.8551588,0.89707970000000004,0.88567819999999997,0.95939980000000002,1.1236278]
["2001-10-14",0.23676543999999999,0.26780809999999999,0.28153413999999999,0.22171867000000001,0.2107704,0.28859696000000001,0.26440019999999997,0.26924989999999999,0.26741576,0.28954083000000003,0.25831874999999999,0.26426850000000002,0.29036595999999998]
["2001-10-15",0.50038886000000005,0.56616370000000005,0.52567430000000004,0.50907400000000003,0.50004864000000004,0.53230109999999997,0.51845719999999995,0.47564469999999998,0.52771323999999997,0.60828393999999997,0.49066186000000001,0.51116514000000002,0.67469999999999997]
["2001-10-20",0,0,9.4144604999999992E-3,0,0,3.5835717000000003E-2,0,0,0,3.0534652999999998E-2,0,8.0792169999999996E-3,0.1330172]
["2001-10-25",0.58171519999999999,0.60905019999999999,0.64962684999999998,0.54333260000000005,0.55979000000000001,0.67890364000000003,0.63141389999999997,0.59863379999999999,0.60621069999999999,0.64830330000000003,0.62006384000000003,0.67068930000000004,0.67753549999999996]
["2001-10-31",1.1512891999999999,1.2459929000000001,1.0941312000000001,1.1311583999999999,1.203206,1.1115915000000001,1.2161112000000001,0.89157989999999998,1.1077992000000001,1.2902007,1.0704122,1.2086679,1.6163015000000001]
["2001-11-01",0.35218685999999999,0.44650260000000003,0.20584475999999999,0.39952402999999997,0.44205919999999999,0.26252710000000001,0.38751265000000001,2.8085615E-3,0.26743454,0.50788604999999998,0.19123043000000001,0.38941680000000001,0.50876160000000004]
["2001-11-06",0.65703959999999995,0.70423720000000001,0.64427049999999997,0.6642439,0.6995671,0.69100284999999995,0.68514602999999996,0.52839049999999999,0.634266,0.77325003999999997,0.61136469999999998,0.72670760000000001,0.9886952]
["2001-11-12",0,0,0,0,0,0,0,0,0,0,0,0,0.18502598000000001]
["2001-11-17",0.16774288000000001,0.18425994000000001,0.13492887000000001,0.20491496000000001,0.19292328,0.17498602999999999,0.14706359999999999,0.13040758999999999,0.15997059999999999,0.25533438000000003,0.14677933000000001,0.19132278999999999,7.1779319999999994E-2]
["2001-11-18",0.19492224999999999,0.21411008000000001,0.11569714,0.29315775999999999,0.25966077999999998,0.14576434999999999,0.13076122000000001,0.106171615,0.17511436,0.29186055,0.12228203,0.14686276000000001,0.13430654]
["2001-11-23",0.39225638000000002,0.44088745000000001,0.28142104000000001,0.48803625,0.45962145999999998,0.36650275999999998,0.31007293000000002,0.22925989999999999,0.38617237999999998,0.55035007000000002,0.26701554999999999,0.34887164999999998,0.50914539999999997]
["2001-11-26",0,0,0,0,0,0,0,0,0,0,0,0,0]
["2001-12-04",0.41374240000000001,0.46982059999999998,0.3906675,0.40461785,0.4321834,0.42535440000000002,0.45896589999999998,0.29414567000000003,0.39253726999999999,0.52255017000000004,0.3903932,0.49120024000000001,0.556647]
["2001-12-05",0.47988789999999998,0.53196929999999998,0.52070176999999995,0.48258830000000003,0.47559469999999998,0.53575419999999996,0.51086129999999996,0.43698690000000001,0.51411189999999996,0.58769095000000005,0.48071644000000002,0.52367079999999999,0.57085600000000003]
["2001-12-10",3.6062717000000001E-2,4.8682450000000002E-2,0,0.11947351,0.16266997,0,0,0,0,0.10670039000000001,0,4.2362135000000002E-2,0]
["2001-12-15",0.33218959999999997,0.37511313000000002,0.12270880000000001,0.5042297,0.44990019999999997,0.19389551999999999,0.21211754999999999,7.6975740000000001E-2,0.28436099999999997,0.49932273999999999,0.15696689999999999,0.24417961999999999,0.40960790000000002]
["2001-12-19",0.11260009,0.12084468,2.0504339999999999E-2,0.16816729999999999,0.16689356,7.4567700000000001E-2,7.6703679999999996E-2,0,7.2956993999999997E-2,0.18241176000000001,4.6209086000000003E-2,0.12638547999999999,0.25561319999999998]
["2001-12-22",0.31725267000000001,0.35324699999999998,0.2398267,0.35281889999999999,0.37313864000000002,0.25995849999999998,0.32269029999999999,0.11984423499999999,0.2790822,0.38521660000000002,0.23095930000000001,0.32828390000000002,0.44807200000000003]
["2001-12-27",0.20039503,0.14256373,0.24043787999999999,0.13423283,0.20338416000000001,0.24614150000000001,0.21225859999999999,0.20896924,0.15086543999999999,0.16918737,0.22036117,0.23423817999999999,0.34607947]
["2002-01-01",0,0,0,0,0,0,0,0,0,0,0,0,0]
["2002-01-06",0,0,0,0,0,0,0,0,0,0,0,0,0]
["2002-01-08",0.13351518000000001,0.17979887,9.6758919999999998E-2,0.18824652,0.18738073,0.15521573,0.14289182,5.0520435000000002E-2,0.15805726,0.23996770000000001,8.3859359999999994E-2,0.14554877999999999,0]
["2002-01-13",0,0,9.8787014999999999E-3,0,0,6.2560005999999996E-3,0,0,0,0,0,0,9.0136300000000003E-2]
["2002-01-18",1.6297209999999999E-2,4.8038657999999998E-2,2.8635536999999999E-2,1.5144744999999999E-2,2.8956824999999999E-2,3.0482097E-2,3.6422648000000002E-2,0,1.2928434000000001E-2,6.9903549999999995E-2,8.6209230000000008E-3,3.5856348000000003E-2,0.1834846]
["2002-01-23",0.502247,0.50460064000000004,0.48108499999999998,0.52803235999999998,0.53484739999999997,0.48661739999999998,0.47937544999999998,0.45190036,0.49429676,0.53277470000000005,0.48390670000000002,0.49192950000000002,0.45867094000000003]
["2002-01-24",0.74815339999999997,0.7180647,0.75138930000000004,0.70984429999999998,0.75238629999999995,0.77976509999999999,0.75899729999999999,0.72846219999999995,0.73439650000000001,0.73763215999999998,0.77904689999999999,0.81909620000000005,0.72974545000000002]
["2002-01-30",0.28953763999999999,0.33143309999999998,0.35653190000000001,0.26433414,0.2749915,0.35972628000000001,0.32501333999999998,0.30681883999999998,0.3212276,0.36298677000000001,0.31462878,0.32840875000000003,0.37572822]
["2002-02-04",0.37788050000000001,0.40652683000000001,0.28309450000000003,0.43033614999999997,0.41122924999999999,0.27798962999999999,0.35419506000000001,0.33685296999999997,0.38929754,0.44403636000000002,0.35541546000000002,0.34604235999999999,0.5417071]
["2002-02-09",0.91021949999999996,0.99204170000000003,1.1716567,0.78881659999999998,0.81684129999999999,1.1461827,1.0578582000000001,1.0286936,1.0252486000000001,1.0224298000000001,1.0433071,1.0554068000000001,1.7194144]
["2002-02-12",0.63519610000000004,0.77011954999999999,0.9203848,0.55561775000000002,0.55384696,0.89035350000000002,0.78101330000000002,0.72949240000000004,0.77451409999999998,0.81452769999999997,0.71991000000000005,0.72507900000000003,1.6643950999999999]
["2002-02-16",0.68796562999999999,0.74359960000000003,0.37949339999999998,0.75122100000000003,0.83086099999999996,0.43122860000000002,0.63202499999999995,0.26918547999999998,0.52950330000000001,0.77352019999999999,0.4744023,0.62974430000000003,0.28011229999999998]
["2002-02-21",0.91720080000000004,0.95279860000000005,0.83865297000000005,0.98596329999999999,0.97155499999999995,0.87305089999999996,0.85442459999999998,0.79379520000000003,0.91724930000000005,1.0398691,0.84753670000000003,0.87479289999999998,1.1171044000000001]
["2002-02-26",1.2273501,1.3722974999999999,1.4482306,1.1417238000000001,1.1625402,1.3883018,1.3708878,1.2355909,1.3473695999999999,1.3981344,1.2933233,1.2882844,1.8842369999999999]
["2002-03-02",0.92160799999999998,0.9534918,0.75515969999999999,0.92328929999999998,1.0192235000000001,0.78373563000000002,0.92217210000000005,0.65108686999999998,0.81428933000000003,0.96536060000000001,0.81145040000000002,0.92631439999999998,0.65629870000000001]
["2002-03-05",0.67245759999999999,0.72970619999999997,0.77750410000000003,0.65098120000000004,0.66059460000000003,0.80964535000000004,0.73821840000000005,0.67383795999999996,0.70959989999999995,0.79519105000000001,0.70118749999999996,0.76877576000000003,1.1924976]
["2002-03-10",1.118063,1.1752572999999999,1.072187,1.2036659000000001,1.1860892000000001,1.0747076,1.0616015999999999,0.98908410000000002,1.1274276999999999,1.2487672999999999,1.0380780999999999,1.0419967000000001,1.4827805000000001]
["2002-03-15",0.39662164,0.40314767000000001,0.36027854999999998,0.42329365000000002,0.42162870000000002,0.34213315999999999,0.37123376000000002,0.35648703999999998,0.38822675000000001,0.41463854999999999,0.38079792000000001,0.36191326000000001,0.31812277]
["2002-03-16",0.75307919999999995,0.79203999999999997,0.76444350000000005,0.77159166000000001,0.77966124000000003,0.75221939999999998,0.76226514999999995,0.70107649999999999,0.75382172999999997,0.80933917,0.73220812999999996,0.73794939999999998,0.87251279999999998]
["2002-03-20",0.65313049999999995,0.73258990000000002,0.79689500000000002,0.63340490000000005,0.61419946000000003,0.77111730000000001,0.71378386000000005,0.70235820000000004,0.73923839999999996,0.76125779999999998,0.69087756,0.66701436000000003,1.1337729999999999]
["2002-03-27",1.4393879000000001,1.4860599999999999,1.3912182,1.4594423000000001,1.5076153999999999,1.3650260999999999,1.4962915000000001,1.2416944999999999,1.3850549999999999,1.5048267,1.3931608,1.4463064999999999,1.4293792000000001]
["2002-04-01",1.1456697,1.2238435000000001,1.3261714,1.1012261000000001,1.1070933000000001,1.3233638999999999,1.2313875999999999,1.1919549,1.2336826000000001,1.2738034,1.1968234,1.2079153,1.7807354]
["2002-04-02",1.4329533999999999,1.4380120000000001,1.5013185,1.3664086,1.4045036,1.5660038000000001,1.4794056,1.4422534,1.4623876,1.5199125,1.4792433,1.5442183,1.4170946]
["2002-04-07",2.3324829999999999,2.3001429999999998,2.1798350000000002,2.3390205000000002,2.4593704000000001,2.1563089999999998,2.3292058,2.0776086,2.2060819999999999,2.2710146999999998,2.2736676,2.3102841000000001,1.7505362]
["2002-04-13",1.7831116,1.8605528,1.7382092,1.8563124,1.8548553999999999,1.7422298000000001,1.7495258,1.6287849000000001,1.789474,1.9218550000000001,1.7062567,1.7248547999999999,2.0748381999999999]
["2002-04-18",2.0161539999999998,2.1265874,2.0734677000000001,1.9832356,2.02183,2.0364127000000001,2.098319,1.9045302,2.0578560000000001,2.1340818000000001,2.0056086,1.9986212999999999,2.5597408000000001]
["2002-04-19",1.2790592000000001,1.2416497,1.4415184999999999,1.1700727,1.2341838000000001,1.4411845999999999,1.404463,1.4201461,1.2805989,1.2357795,1.4476848,1.4761356999999999,1.5151353000000001]
["2002-04-26",1.5508683999999999,1.5208538,1.7610851999999999,1.4210634,1.4970855000000001,1.7133162,1.6780663,1.6940888000000001,1.5836163999999999,1.4910136000000001,1.7249916000000001,1.7119062,1.9098900000000001]
["2002-04-30",0.75026380000000004,0.73630430000000002,0.67514540000000001,1.1587818999999999,1.1511115999999999,0.66637135000000003,0.67615205,0.64918770000000003,0.71017929999999996,0.76836349999999998,0.68502872999999997,0.67938880000000001,1.1249743999999999]
["2002-05-05",1.682739,1.5793296999999999,1.8236744,1.5927150999999999,1.6896481999999999,1.7909390000000001,1.758408,1.7840004,1.6450479,1.5459126000000001,1.8267905,1.8373595,1.8032798000000001]
["2002-05-06",1.5740086,1.6668731999999999,1.5480491000000001,1.6282511,1.5968218000000001,1.5137932999999999,1.5493697,1.4719532,1.6179596999999999,1.6799211999999999,1.5109577999999999,1.4676362999999999,1.3959861]
["2002-05-11",1.4199580999999999,1.2519754000000001,1.8290200000000001,0.61980590000000002,1.2675871000000001,1.7845295999999999,1.7007688000000001,1.8293108,1.4215241999999999,0.67854935000000005,1.816209,1.8456056000000001,1.1864893000000001]
["2002-05-14",2.6029227000000001,2.7718750000000001,2.9027653,2.4891431000000002,2.5000279999999999,2.8116553,2.7767181000000001,2.6920540000000002,2.7804120000000001,2.7709671999999999,2.72688,2.6449205999999998,3.3407513999999998]
["2002-05-22",2.4767052999999999,2.5545917,2.8468966,2.3014798000000001,2.3574934000000001,2.7477045000000002,2.6825209999999999,2.6587595999999998,2.6250990000000001,2.5152420000000002,2.670363,2.5964735000000001,3.0527557999999999]
["2002-05-23",3.1218566999999999,3.2510023000000001,3.2960558,3.0768683000000001,3.0943641999999998,3.2189855999999999,3.2176805000000002,3.0990302999999999,3.2370793999999998,3.2432609000000001,3.1611465999999999,3.0804749999999999,3.6986780000000001]
["2002-05-28",1.796543,1.8882349,1.8223533999999999,1.8277957,1.7996207,1.7858480999999999,1.7930752000000001,1.7386950999999999,1.861056,1.9200079999999999,1.7755783999999999,1.7312901999999999,2.045417]
["2002-06-01",3.9332780000000001,4.0439954,4.1600412999999996,3.8725483000000001,3.9142212999999999,4.0790150000000001,4.0856510000000004,3.9651787000000001,4.027488,4.0252600000000003,4.0371319999999997,3.9474040000000001,4.2337600000000002]
["2002-06-08",2.0829582000000002,2.2544795999999998,2.0743659999999999,2.2161846000000001,2.1180837000000001,2.0449090000000001,2.0399560000000001,1.9654423999999999,2.1767430000000001,2.3184046999999999,1.9827113999999999,1.9226918,2.8198487999999999]
["2002-06-09",1.626782,1.707592,1.6963280000000001,1.7014958,1.6542140999999999,1.6426977,1.6274229,1.6069547,1.6807288,1.7476368,1.6155173,1.5655768999999999,2.0292257999999999]
["2002-06-14",1.5386763000000001,1.5763555,1.6745985000000001,1.4993402,1.5007250000000001,1.6495059000000001,1.6035168,1.6084641,1.5980540000000001,1.5668219999999999,1.5947230999999999,1.5708964999999999,1.6923746]
["2002-06-20",2.3689271999999999,2.4542537000000002,2.7963857999999999,2.1710992,2.2018425000000001,2.7950392000000002,2.6249560000000001,2.6799002000000001,2.5315827999999998,2.4855833000000001,2.6457787000000001,2.6500707000000001,2.8859539999999999]
["2002-06-25",3.4823043,3.5127716000000002,3.1681284999999999,3.6850423999999999,3.6624240000000001,3.2405857999999998,3.2764639999999998,3.1113607999999999,3.4043700000000001,3.5773573000000001,3.2182754999999998,3.2127322999999999,3.4881023999999998]
["2002-06-26",3.9848080000000001,4.160793,4.3462560000000003,3.7265077,3.7785834999999999,4.3300276000000002,4.2598969999999996,4.1851343999999999,4.2087006999999996,4.1650130000000001,4.2313537999999999,4.150836,4.3040133000000003]
["2002-07-01",1.7567238000000001,1.882344,2.1878356999999999,1.5214477,1.5568086999999999,2.1063668999999998,2.0098364000000002,2.0361473999999999,1.970008,1.8594877999999999,2.0152942999999999,1.9492124,2.4778568999999999]
["2002-07-06",1.5490786999999999,1.5013879999999999,1.9326141999999999,1.3607901,1.4436329999999999,1.8769342,1.7685046,1.8642004000000001,1.6104501,1.4138204999999999,1.8227667999999999,1.8067531999999999,2.0881120000000002]
["2002-07-08",1.167424,1.2210894999999999,1.3635153,1.2005706,1.1734500999999999,1.2803335,1.2187277000000001,1.2338661,1.2319871,1.2149395999999999,1.1950708999999999,1.1378874000000001,2.027336]
["2002-07-13",3.5472766999999998,3.4638360000000001,3.780554,3.2814814999999999,3.4610799999999999,3.7758039999999999,3.7503652999999999,3.7005153000000002,3.5563034999999998,3.3569659999999999,3.7759132000000002,3.7740357000000002,3.5751469999999999]
["2002-07-18",2.8289697,2.9785027999999998,2.7559659999999999,2.9137713999999999,2.8598366,2.8076675,2.7877394999999998,2.6772868999999999,2.8940353000000001,3.0857728,2.7417128000000002,2.7557955000000001,3.2883309999999999]
["2002-07-23",1.6295382,1.7732859999999999,1.9284824,1.5513659,1.5234059,1.8917299999999999,1.7705276000000001,1.7701115999999999,1.8001494,1.8154488,1.7361294,1.7049078,2.4870511999999998]
["2002-07-26",2.686032,2.9406530000000002,3.4131347999999999,2.3905660000000002,2.4122344999999998,3.3197364999999999,3.0857429999999999,3.0504506,3.0350606,2.9295572999999999,2.978027,2.9062649999999999,4.6700990000000004]
["2002-07-30",2.1593450000000001,2.3678050000000002,2.0467841999999998,2.333037,2.2168380000000001,2.0941907999999998,2.0671103,1.9486344,2.2434349999999998,2.5002005,1.9720116000000001,1.9866728,2.9878178000000002]
["2002-08-04",2.1555219999999999,2.1552627000000002,2.1137800000000002,2.2260523000000001,2.242664,2.1026402000000002,2.1236183999999998,2.0412146999999998,2.116606,2.1369790000000002,2.0841004999999999,2.0793870000000001,1.9792905999999999]
["2002-08-09",1.4842375999999999,1.4846801999999999,1.3668868999999999,1.5221205,1.5252935000000001,1.3815767000000001,1.4271590999999999,1.3814582,1.45105,1.4995791000000001,1.4243927999999999,1.4269133000000001,0.58473600000000003]
["2002-08-14",3.2509074,3.4385830999999998,3.345377,3.1634204000000001,3.2493281000000001,3.3263433,3.4152057,3.0574238,3.3116856000000001,3.4506535999999999,3.2011259999999999,3.2039876,3.6295890000000002]
["2002-08-16",2.8816470000000001,3.0030553000000002,3.1056170000000001,2.7297422999999998,2.8224610000000001,3.114379,3.1020371999999998,2.8953890000000002,2.9552882,2.9805731999999998,2.9873539999999998,3.0470974000000002,3.2491648]
["2002-08-21",2.9011889000000002,2.954682,2.9622942999999999,2.8696834999999998,2.9568430000000001,2.9957037,2.9980676000000002,2.7700361999999998,2.883912,2.9847548000000002,2.8890853000000001,2.9863936999999998,2.6312823000000001]
["2002-08-26",1.2732768999999999,1.2503355,1.1864509999999999,1.3962334000000001,1.3722331999999999,1.1995536,1.2051187999999999,1.2119683000000001,1.205902,1.3201787,1.2440776,1.2724321000000001,0.60859059999999998]
["2002-08-31",2.6848399999999999,2.8562254999999999,2.6287815999999999,2.7472954000000001,2.7502513,2.7091980000000002,2.6878407000000002,2.4294448000000002,2.7216610000000001,3.0330484000000002,2.5543258,2.6645699,3.2143804999999999]
["2002-09-01",2.1589513,2.2069942999999999,2.2975924000000001,2.0370617000000002,2.1145914000000001,2.3963299,2.3316981999999999,2.1334648000000001,2.1861157000000002,2.3549099999999998,2.2530477000000002,2.4156140000000001,2.6223329999999998]
["2002-09-07",1.4379690999999999,1.4930205000000001,1.7537578,1.2746318999999999,1.3253280999999999,1.7362046,1.6484688999999999,1.6196877000000001,1.5387818,1.4997452,1.6315434,1.6616363999999999,2.1014225]
["2002-09-12",1.8762451,1.9203668,2.0398339999999999,1.6964264,1.8078668,2.0264144000000002,2.0800809999999998,1.9001034000000001,1.8929412000000001,1.8882779999999999,2.0108267999999998,2.079345,1.7071803999999999]
["2002-09-17",1.2030292,1.1472042,1.2137209,1.1108011,1.1837340000000001,1.2991827,1.2590584,1.2376541999999999,1.1666813,1.2014100000000001,1.2942902000000001,1.4021056000000001,0.77591102999999995]
["2002-09-19",1.0809565000000001,1.0822182,1.2085257,0.97623570000000004,1.0235618,1.2784376,1.1885654000000001,1.172528,1.1062177,1.1779377,1.200388,1.3032505999999999,1.3069735]
["2002-09-24",1.977236,2.0480876000000001,1.8353314000000001,1.9703421999999999,2.0619904999999998,1.924329,1.9975848,1.6907128,1.9075358,2.1475681999999998,1.8749861999999999,2.0299450999999999,1.6595352000000001]
["2002-09-29",1.4149433,1.5059175,1.3855411,1.3202347000000001,1.4563025000000001,1.4454669,1.5425283000000001,1.2054609999999999,1.3469123999999999,1.5519977,1.3855803,1.5711094000000001,1.4054712]
["2002-10-04",1.003641,1.087655,1.0138539,0.93552939999999996,1.0284795,1.0811442,1.1133831999999999,0.84356549999999997,0.96409489999999998,1.1431522000000001,0.97797610000000001,1.1426383,1.2829773]
["2002-10-05",0.90612720000000002,0.96629390000000004,1.0069490000000001,0.87861469999999997,0.87782930000000003,1.0401252999999999,0.96632720000000005,0.9153327,0.9652847,1.0551625,0.93968600000000002,0.99837520000000002,1.1531043000000001]
["2002-10-12",0.55628440000000001,0.50902130000000001,0.61770270000000005,0.45331465999999998,0.51831110000000002,0.64455189999999996,0.65045284999999997,0.60748469999999999,0.53431415999999998,0.49808915999999998,0.66906023000000003,0.74774160000000001,0.39448357000000001]
["2002-10-16",0.49724950000000001,0.49010435000000002,0.54705400000000004,0.49264599999999997,0.50561285,0.55102340000000005,0.51047253999999997,0.51200290000000004,0.50156979999999995,0.51103290000000001,0.52142966000000002,0.54148379999999996,0.78940299999999997]
["2002-10-21",0.32798532000000002,0.34343454000000001,0.32599383999999998,0.31806946000000003,0.32605466,0.34088212000000001,0.33956164,0.31448478000000002,0.32911620000000003,0.36808555999999998,0.33433983,0.36192825000000001,0.37402454000000002]
["2002-10-22",0.41053304000000002,0.39572122999999998,0.42974800000000002,0.2054607,0.40118197,0.44362550000000001,0.43089820000000001,0.42668634999999999,0.40737810000000002,0.40639824000000002,0.4437178,0.46531,0.37326670000000001]
["2002-10-26",1.5603247,1.6412301,1.6481653000000001,1.4319040999999999,1.5326329999999999,1.6746014,1.6962818,1.4744744000000001,1.5824121,1.7051156000000001,1.6126091,1.7306024,1.6295362]
["2002-11-02",8.7626469999999998E-2,0.10939136000000001,0.11334331,8.8561020000000004E-2,8.5282339999999998E-2,0.111019626,0.10107983,9.3841776000000002E-2,9.7947670000000001E-2,0.122586764,9.303546E-2,9.9578105E-2,0.36303004999999999]
["2002-11-07",0.58219849999999995,0.70029280000000005,0.57010590000000005,0.58136690000000002,0.60096985000000003,0.59612290000000001,0.65862094999999998,0.39431630000000001,0.58022039999999997,0.76590174,0.52756499999999995,0.65580090000000002,0.67582184000000001]
["2002-11-08",0.14728568,0.16380686,0.20820886,3.0124811E-3,7.8089843000000003E-3,0.20287699000000001,0.18099813000000001,0.18856798,0.17468673000000001,0.17485690000000001,0.19148618000000001,0.19125094000000001,0.12882584]
["2002-11-13",0.31333664,0.32312632000000002,0.24180563999999999,0.32578180000000001,0.34602063999999999,0.28286198000000001,0.30096205999999998,0.22061612999999999,0.27865141999999998,0.37285024,0.27861910000000001,0.34428330000000001,0.13947023]
["2002-11-19",0.22079797000000001,0.20212942,0.15922460999999999,0.1315482,0.24362507,0.20851848000000001,0.20015944999999999,0.18578507999999999,0.18772683000000001,0.25997670000000001,0.22103085,0.28079584000000002,1.7532641000000002E-2]
["2002-11-24",0.14036072999999999,0.13964145,5.6238820000000002E-2,0.15311849999999999,0.17506476000000001,0.10603348999999999,0.11604949000000001,5.89586E-2,9.6001215000000001E-2,0.19541328999999999,0.10525909999999999,0.17463745,1.45063065E-2]
["2002-11-25",0,0,0,0,0,0,0,0,0,1.0129996000000001E-3,0,0,0]
["2002-11-30",0,4.3774935999999999E-3,2.9428891999999998E-3,0,2.6385083999999999E-4,1.8717241999999999E-2,1.5937372000000001E-3,0,1.7682125000000001E-3,3.0792733999999999E-2,3.3518764999999999E-3,2.1846797000000001E-2,0]
["2002-12-06",0.35298476000000001,0.38139603,0.21721921999999999,0.47805786,0.43741029999999997,0.25750718,0.25118565999999998,0.20283517000000001,0.32927810000000002,0.46981669999999998,0.24048687999999999,0.26876592999999999,0.49228880000000003]
["2002-12-11",0.42253764999999999,0.40285766000000001,0.33240705999999998,0.48385420000000001,0.4938671,0.3520858,0.35581085000000001,0.31615353000000002,0.38129669999999999,0.43957334999999997,0.36216875999999998,0.38387044999999997,0.72343950000000001]
["2002-12-12",8.3930119999999997E-2,8.5654549999999996E-2,5.3112194000000001E-2,0.115289316,0.11176476,7.0023909999999995E-2,5.5716719999999997E-2,4.0956534000000003E-2,7.4869989999999997E-2,0.12536678000000001,5.7267054999999997E-2,7.5098399999999996E-2,0.22270247000000001]
["2002-12-17",6.1062194E-2,6.7644410000000002E-2,6.6732009999999994E-2,7.1115135999999995E-2,7.2679690000000005E-2,8.9406970000000002E-2,5.6960955000000001E-2,5.3613342000000001E-2,6.4221070000000005E-2,0.16931473999999999,6.6345420000000002E-2,9.1737546000000003E-2,0.52460870000000004]
["2002-12-20",0,0,0,0,0,0,0,0,0,0,0,0,0]
["2002-12-28",0.16042048,0.21701477,0.20105217,0.17262696,0.15272118000000001,0.23437417999999999,0.18002646,0.12762836,0.20455138,0.28387847999999999,0.14618687,0.19647771,0.43771019999999999]
["2002-12-29",0,0,0,1.4159572999999999E-3,3.7921186999999999E-3,0,0,0,0,0,0,0,0]
["2003-01-03",0.20579987999999999,0.17047144,0.14603380999999999,0.22134237000000001,0.25649854999999999,0.17864854999999999,0.18068606000000001,0.1398161,0.15250559999999999,0.19904559999999999,0.18356127999999999,0.24269447999999999,0.34007095999999998]
["2003-01-07",0.30566078000000002,0.34400803000000002,0.19080828,0.39561669999999999,0.37396488,0.23292642999999999,0.24740435,0.14219082999999999,0.28030515,0.41902604999999998,0.20500294999999999,0.26359472,0.15917785000000001]
["2003-01-14",0.70388039999999996,0.74858606000000005,0.77853609999999995,0.69408110000000001,0.69327919999999998,0.80661400000000005,0.73162793999999998,0.70815700000000004,0.75025684000000004,0.82376799999999994,0.72964810000000002,0.76654699999999998,1.0448288999999999]
["2003-01-15",0.48495185000000002,0.53160169999999995,0.67001270000000002,0.41329642999999999,0.42899399999999999,0.66738489999999995,0.57657963000000001,0.57573145999999997,0.56414019999999998,0.56558710000000001,0.57581570000000004,0.59057040000000005,1.1943885000000001]
["2003-01-20",0.26249492000000002,0.24650179999999999,0.2492945,0.34423599999999999,0.28827140000000001,0.25315051999999999,0.24704872,0.24105935000000001,0.24647467000000001,0.26237213999999998,0.26499732999999998,0.27155512999999998,0.28813250000000001]
["2003-01-25",0.27771464000000001,0.29600549999999998,0.39214155000000001,0.21986602,0.24611274999999999,0.39864546000000001,0.35538769999999997,0.31687831999999999,0.30690086,0.31199401999999998,0.34174606000000002,0.38569253999999997,0.58484685000000003]
["2003-01-30",0.61203540000000001,0.63182459999999996,0.61622710000000003,0.67175759999999995,0.65976299999999999,0.60930819999999997,0.59249865999999995,0.54358819999999997,0.61587479999999994,0.67470943999999999,0.58348270000000002,0.59096749999999998,0.66442690000000004]
["2003-02-01",0.18468656999999999,0.17380783999999999,0.18231230000000001,0.17544103,0.19338278,0.19128107999999999,0.19840978000000001,0.15375675,0.17136812000000001,0.18006448,0.19385253999999999,0.22528587,0.14497477]
["2003-02-06",0.22979605,0.26740315999999997,0.18538716,0.29655382000000002,0.26774445000000002,0.2041258,0.18683284999999999,0.15451258000000001,0.23720783000000001,0.33676094000000001,0.17167386000000001,0.18121469000000001,0.36340094000000001]
["2003-02-11",0,0,0,0.15645867999999999,0.15166774,0,0,0,0,3.4363350000000001E-2,0,0,0.12504850000000001]
["2003-02-13",0.45400365999999998,0.51392990000000005,0.43931105999999998,0.4494166,0.47994690000000001,0.46854954999999998,0.46537676,0.36017116999999998,0.44839944999999998,0.55524960000000001,0.412219,0.46809465,0.55185943999999998]
["2003-02-18",0.80286860000000004,0.86365199999999998,0.62368714999999997,0.83488209999999996,0.90465169999999995,0.65830474999999999,0.81055754000000002,0.47718664999999999,0.69813760000000002,0.8991941,0.66550569999999998,0.80881080000000005,0.65270309999999998]
["2003-02-23",0.42267450000000001,0.44636276000000003,0.48354074000000002,0.23329864,0.40812831999999999,0.49625950000000002,0.46064630000000001,0.4335793,0.44930065000000002,0.49135985999999998,0.45317465000000001,0.48095915,0.44343916]
["2003-02-28",0.38538014999999998,0.44670169999999998,0.50606850000000003,0.35610776999999999,0.34917789999999999,0.47931445,0.44053494999999998,0.42894634999999998,0.45428689999999999,0.46223324999999998,0.42722929999999998,0.40738538000000002,0.72792250000000003]
["2003-03-03",0.51430480000000001,0.56780019999999998,0.54699719999999996,0.54064670000000004,0.52557856000000003,0.56466919999999998,0.51610016999999997,0.48130919999999999,0.54527979999999998,0.62600299999999998,0.49388576000000001,0.51129599999999997,0.80492275999999996]
["2003-03-07",0.67289513000000001,0.71130150000000003,0.68923884999999996,0.69992049999999995,0.68753403000000002,0.68093320000000002,0.67233454999999998,0.64069885000000004,0.6954747,0.75739889999999999,0.67161479999999996,0.66940440000000001,0.71589607]
["2003-03-12",0.94665069999999996,1.0048079999999999,1.0190300000000001,0.95874740000000003,0.95034989999999997,1.0190870999999999,0.96779210000000004,0.93889149999999999,0.99199559999999998,1.0692999000000001,0.96356509999999995,0.97776459999999998,1.2577562]
["2003-03-17",1.4277675999999999,1.4717522000000001,1.3253200000000001,1.3869792000000001,1.5149870999999999,1.338166,1.5173177,1.137343,1.3154866000000001,1.4505991,1.3543044,1.4987360999999999,1.1250515000000001]
["2003-03-22",1.6312165999999999,1.735487,1.4621248,1.6622452000000001,1.7428132999999999,1.4796741,1.6451564000000001,1.3097993000000001,1.5437638,1.7750912000000001,1.5032002,1.6031755999999999,1.3312242999999999]
["2003-03-26",1.6465257,1.6184323,1.5115901,1.66221,1.7522906,1.5585496000000001,1.6598123,1.4166194999999999,1.5258742999999999,1.6425574999999999,1.5789,1.701389,1.2632165]
["2003-03-29",0.79647374000000004,0.42730704000000003,0.39477020000000002,0.83968259999999995,0.83578870000000005,0.49755265999999998,0.76775369999999998,0.76852845999999997,0.40890280000000001,0.54766910000000002,0.78235529999999998,0.86524820000000002,0.73936389999999996]
["2003-04-03",1.7289114000000001,1.7602555,1.917343,1.5454445000000001,1.6528991,1.9133895999999999,1.9137738,1.7625884000000001,1.7729956,1.7295780000000001,1.864115,1.9275078000000001,1.8371854000000001]
["2003-04-08",2.0821629000000001,2.0959048,1.9734776000000001,2.1278076000000001,2.197892,2.0080692999999998,2.0865830999999999,1.8418968,1.994651,2.153648,2.0074231999999999,2.101216,1.9118876]
["2003-04-09",1.7200432000000001,1.7880038,1.6120751,1.8167945999999999,1.8153547999999999,1.6474152,1.6577264,1.5267984999999999,1.6970714,1.8791023,1.6202456999999999,1.6660823,1.8008194]
["2003-04-15",2.8438686999999998,3.0419740000000002,2.7557706999999998,3.0154966999999999,2.9591303,2.9202694999999999,2.8131919999999999,2.5567212000000001,2.8708444000000002,3.3535607000000001,2.6792703000000002,2.8723122999999999,2.9451307999999998]
["2003-04-20",1.7873082,1.8520954000000001,1.9877784999999999,1.6606607,1.7093373999999999,1.9432038,1.9313349,1.8800334000000001,1.867489,1.8340472000000001,1.9279786000000001,1.9144061999999999,1.8556319999999999]
["2003-04-25",1.3709733,1.4624648,1.322484,1.4507118000000001,1.4021893000000001,1.3486058000000001,1.3256398,1.2671486000000001,1.4099432999999999,1.5617137999999999,1.2945139999999999,1.3038780000000001,1.4459498]
["2003-04-27",1.7435560999999999,1.927832,2.2435627,1.5037551,1.5294975,2.1602920999999999,2.0332634000000001,2.0134466,2.0024017999999999,1.9289742000000001,1.9947622,1.9332156,2.7659554000000002]
["2003-05-02",1.5625997,1.6093337999999999,1.4923936,1.6106974999999999,1.6003715000000001,1.4816975999999999,1.5159819999999999,1.4496996,1.5733992000000001,1.6432876999999999,1.5084295000000001,1.4848295,1.4813841999999999]
["2003-05-07",3.2716544000000001,3.3857355,3.2027747999999998,3.2451249999999998,3.3222735000000001,3.2162820999999999,3.3213724999999998,3.0231702,3.2712042000000001,3.4030757,3.1795425000000002,3.1947071999999999,3.3932544999999998]
["2003-05-12",1.4326591,1.5115103000000001,1.7493030000000001,1.3676588999999999,1.3708267999999999,1.6506917000000001,1.5780495000000001,1.594268,1.5493456999999999,1.5051208,1.5746669,1.5178290000000001,2.5909629999999999]
["2003-05-13",2.3207908000000002,2.3603673000000001,2.4117525,2.2992742000000002,2.3337533000000001,2.3492772999999998,2.3814129999999998,2.3005843000000001,2.3478490000000001,2.3611434,2.3690820000000001,2.3278867999999999,2.5661860000000001]
["2003-05-20",2.3261302000000001,2.2719597999999999,2.2056809999999998,2.3585600000000002,2.4066367,2.2072885000000002,2.2582974,2.1949893999999999,2.2601783000000002,2.2853837000000001,2.2928516999999999,2.2885506000000002,1.9441105999999999]
["2003-05-24",2.3432517000000002,2.3973939999999998,2.547552,2.1750405000000002,2.2354455,2.4970588999999999,2.4982679999999999,2.4618814000000002,2.4381697,2.3612535000000001,2.4991829999999999,2.4470977999999999,2.6786177000000002]
["2003-05-29",4.2628493000000001,4.4035630000000001,4.1805133999999997,4.3372574000000004,4.327477,4.2092613999999999,4.2520629999999997,4.0533285000000001,4.3009995999999999,4.4643736000000001,4.1678205000000004,4.1463245999999998,3.9554887000000001]
["2003-05-30",4.1348323999999996,4.1912250000000002,4.1118980000000001,4.2111874,4.2316330000000004,4.1142354000000001,4.1403675,3.9949466999999999,4.1156470000000001,4.1827360000000002,4.0853133000000001,4.0749617000000002,3.7183733000000001]
["2003-06-03",1.8424689999999999,1.9455039999999999,2.0530317,1.8226464,1.7971914,2.0141827999999999,1.9263314,1.9115591999999999,1.9561333999999999,1.987994,1.8889727999999999,1.8524642,2.5565772]
["2003-06-10",2.1889555000000001,2.3059337000000002,2.7139720000000001,1.9486973999999999,1.9853536000000001,2.6390107,2.4845432999999999,2.5396823999999998,2.4038439999999999,2.3235233000000002,2.4921660000000001,2.4508480000000001,3.0945390000000002]
["2003-06-15",3.8651452000000002,3.7613256000000002,3.9663951000000002,3.7545855000000001,3.8842895,4.0220390000000004,3.957919,3.9334015999999998,3.8045225,3.7275589999999998,3.9998808000000001,4.0346146000000003,4.0072469999999996]
["2003-06-16",4.4491534000000001,4.4947895999999998,4.4618330000000004,4.453735,4.4903639999999996,4.5529846999999997,4.4819383999999998,4.3609757,4.464296,4.5985209999999999,4.4465203000000004,4.4826750000000004,3.9309816]
["2003-06-21",3.7246149000000002,3.7923868000000001,3.8759108000000002,3.6557324000000002,3.6919837000000002,3.9269816999999998,3.8231757000000002,3.746353,3.8048255000000002,3.8386754999999999,3.7949896000000001,3.8129827999999999,3.9083424]
["2003-06-26",2.8789897,2.948204,2.9490859999999999,2.8305012999999999,2.8532690000000001,2.9379373000000002,2.9098606,2.8323022999999998,2.9520857,2.9399983999999999,2.8703449999999999,2.8394474999999999,2.8602135]
["2003-07-02",1.6010879,1.6710267000000001,1.8454809999999999,1.5203711,1.5241214000000001,1.8054657999999999,1.7266706000000001,1.7565854000000001,1.7047167999999999,1.6835176000000001,1.7319404,1.7029639999999999,2.1114814000000002]
["2003-07-03",1.3496414000000001,0.70292085000000004,1.5869278,0.61975705999999997,0.66465969999999996,1.5601480999999999,1.5208396,1.6084993999999999,1.3710456,0.69087785000000002,1.6033436000000001,1.6157469,1.3008791]
["2003-07-08",2.2895653,2.4116757,2.3032803999999998,2.3534302999999999,2.2954557000000002,2.3649936,2.2716021999999998,2.2088926,2.3678219999999999,2.5381882,2.2244834999999998,2.2557844999999999,2.2817416000000001]
["2003-07-14",5.1754959999999999,5.2081169999999997,5.2472363,5.0580699999999998,5.1635093999999997,5.3147640000000003,5.2860626999999996,5.1350199999999999,5.1914753999999999,5.2442216999999998,5.2607200000000001,5.3144929999999997,4.4024944000000001]
["2003-07-19",4.0493699999999997,4.3728046000000003,4.1900053000000002,4.0958769999999998,4.0216665000000003,4.2448287000000002,4.1158365999999997,3.9009109,4.269361,4.5734009999999996,3.9529695999999999,3.9521039999999998,5.1229319999999996]
["2003-07-20",3.72756,3.8238634999999999,4.0695905999999997,3.4766735999999998,3.5892472,4.0578000000000003,3.9699966999999998,3.8480029999999998,3.8793228000000002,3.7989050999999998,3.9019792,3.8699229000000002,4.5733514]
["2003-07-25",1.7166304999999999,1.7209314,1.7667948,1.6340421000000001,1.6695153,1.7598938,1.7741035999999999,1.7749926,1.7389572,1.722097,1.8101419999999999,1.8022762999999999,1.3930796000000001]
["2003-07-28",2.9981992000000002,3.1645724999999998,3.2451279999999998,2.8775290999999998,2.9023045999999999,3.2353212999999998,3.1494810000000002,3.0330954000000001,3.1643919999999999,3.2111025,3.0730423999999998,3.0557878000000001,4.2455873000000004]
["2003-08-05",4.2538976999999996,4.1836877000000001,4.2112150000000002,4.1426654000000003,4.2978230000000002,4.3746704999999997,4.3112263999999998,4.1622887000000004,4.1631470000000004,4.2235509999999996,4.301361,4.498329,3.2597450000000001]
["2003-08-06",4.5823153999999997,4.7910339999999998,4.9706716999999996,4.2987894999999998,4.4433119999999997,5.0679926999999996,4.9163309999999996,4.5802702999999996,4.7758355000000003,4.8466129999999996,4.696968,4.8110590000000002,4.9912405]
["2003-08-11",3.7679171999999999,3.7625891999999999,3.7711171999999999,3.5044425000000001,3.6677240000000002,3.9197804999999999,3.9223880000000002,3.7124587999999998,3.774181,3.7948585000000001,3.8688245000000001,4.0216675000000004,2.7016273000000002]
["2003-08-16",3.1091896999999999,3.2874968,3.1217069999999998,3.1844709999999998,3.1536447999999999,3.2219980000000001,3.1034899999999999,2.9287505,3.1892889000000002,3.4394488000000001,3.0033118999999999,3.1076106999999999,3.4249597000000001]
["2003-08-20",3.4489095000000001,3.6013017000000001,3.2273507000000001,3.4431335999999999,3.5387368000000001,3.3888120000000002,3.4507102999999999,3.027091,3.3981523999999999,3.7244112,3.2494814000000001,3.426218,3.5259504000000002]
["2003-08-23",1.8592744000000001,1.9952074,2.0792760000000001,1.7020310000000001,1.7244409999999999,2.1743435999999998,2.0317595000000002,1.9762776,2.0014348000000002,2.0698146999999998,1.98617,2.0827643999999998,1.7236202]
["2003-08-28",1.2757578000000001,1.42431,1.4696456,1.2222725999999999,1.1748921000000001,1.5141095,1.3842908,1.3790609,1.4245871000000001,1.5505317000000001,1.3677368000000001,1.3978386,1.6244346999999999]
["2003-09-02",2.1514654000000002,2.2820399999999998,1.9921803,2.2290130000000001,2.2531520999999999,2.1734078000000001,2.0870099999999998,1.8566936999999999,2.1304812000000002,2.4246135,1.9621911999999999,2.1461947000000001,2.0025599999999999]
["2003-09-07",1.1476196999999999,1.1805114000000001,1.3498625,1.0914766,1.1040338000000001,1.4391214000000001,1.2564077,1.2469034000000001,1.2079356999999999,1.3071537,1.2449512,1.3650743000000001,1.8336912000000001]
["2003-09-09",2.3729176999999999,2.4707667999999998,2.4845183,2.2899634999999998,2.3480892,2.5702430999999999,2.4781048000000001,2.2826965000000001,2.4337268000000001,2.5859828,2.3765109999999998,2.4905075999999999,2.5402634000000002]
["2003-09-14",2.3095564999999998,2.5327541999999998,2.2974713000000002,2.2653291000000002,2.3708490000000002,2.3828523000000001,2.4341319000000001,1.9503568,2.2977810000000001,2.6341434000000001,2.1647927999999999,2.3611599999999999,3.2852100000000002]
["2003-09-19",1.803823,2.1364917999999999,2.0249267,1.6473768,1.7071403999999999,2.0489104,2.0416940000000001,1.6946068000000001,1.9593012000000001,2.1862693000000002,1.8066608,1.9069807999999999,2.7912278000000001]
["2003-09-21",1.799193,2.0319120000000002,1.7521282,1.7531648,1.8528605,1.7937498000000001,1.8869088000000001,1.4739958,1.8033853,2.0777136999999999,1.6411172000000001,1.7588691999999999,2.2872238]
["2003-09-26",1.4800389,1.5083985,1.2510182000000001,1.5825773000000001,1.6196923999999999,1.3672488,1.3765111999999999,1.18103,1.3886153999999999,1.6496735,1.2967762,1.4393944000000001,1.3400270000000001]
["2003-10-01",1.0332045999999999,1.1500783000000001,1.2895622,0.97674050000000001,0.95375410000000005,1.299601,1.1662589999999999,1.1623996000000001,1.1603458,1.2470277999999999,1.1483262000000001,1.1826228000000001,1.6614789999999999]
["2003-10-06",1.7499425,1.8485594000000001,1.8502263999999999,1.6700014999999999,1.6932545999999999,1.8868157999999999,1.8339726000000001,1.7350346000000001,1.8326735000000001,1.9398206,1.8097742000000001,1.8710648000000001,2.0794427]
["2003-10-11",1.0540072,1.1896572000000001,0.91585399999999995,0.99176050000000004,1.1252073,1.0241747000000001,1.1732366999999999,0.63788400000000001,0.94872520000000005,1.2585523000000001,0.9047058,1.1918249999999999,1.3531449]
["2003-10-14",1.7322173999999999,1.8857619999999999,1.7394308000000001,1.6570826999999999,1.7294929999999999,1.7930014000000001,1.8090565999999999,1.5371526,1.7699606000000001,1.9649354999999999,1.6777624,1.8014125999999999,1.9845347]
["2003-10-18",1.1602557,1.2047836000000001,1.0402167,1.1739904999999999,1.2779651000000001,1.0751192999999999,1.1825607,0.87638369999999999,1.0468237,1.2382200999999999,1.0494081,1.2006991,1.2804032999999999]
["2003-10-23",1.2999522999999999,1.3114557,1.1481287,1.3412603000000001,1.3874432999999999,1.1916171,1.2682268999999999,1.041007,1.2295684,1.3598154,1.1978873000000001,1.2957221000000001,1.3054264]
["2003-10-28",0.3737181,0.46606424000000002,0.39256489999999999,0.29752296,0.38595825,0.44342130000000002,0.4849002,0.22016825000000001,0.34406057000000001,0.50995950000000001,0.34241417000000002,0.50736177000000005,0.64062399999999997]
["2003-11-01",0.48758879999999999,0.47360770000000002,0.544323,0.40804430000000003,0.47119929999999999,0.56521666000000004,0.57257336000000003,0.45644200000000001,0.47439189999999998,0.46455666000000001,0.53548870000000004,0.62307173000000005,0.4642309]
["2003-11-04",0.19833576999999999,0.26065349999999998,0.16830212,0.20780034,0.22345582999999999,0.17706363999999999,0.2448912,4.9306034999999998E-2,0.17332355999999999,0.28451437000000002,0.14552934000000001,0.22608823,0.40663725000000001]
["2003-11-09",0.26497801999999998,0.27814889999999998,0.18195093000000001,0.33430116999999998,0.31487053999999998,0.2154993,0.21330492000000001,0.18338166,0.23797004999999999,0.35101178,0.21214752000000001,0.25049769999999999,0.30437730000000002]
["2003-11-14",1.3507766000000001,1.4037322000000001,1.3464088000000001,1.3378395999999999,1.3687418,1.3734884000000001,1.3840754,1.2385226,1.3544027999999999,1.4718792000000001,1.344387,1.4195409999999999,1.3796571]
["2003-11-15",0.51562949999999996,0.58517350000000001,0.44117165000000003,0.5525466,0.56308024999999995,0.51262766000000004,0.5133259,0.33232158000000001,0.49227725999999999,0.69249459999999996,0.42530859999999998,0.55309766999999999,0.68591679999999999]
["2003-11-21",0,0,0,0,0,0,0,0,0,0,0,0,0]
["2003-11-26",0.42457010000000001,0.41182590000000002,0.35778389999999999,0.43488090000000001,0.45697555000000001,0.38212596999999998,0.40147758,0.32964640000000001,0.39445789999999997,0.43256633999999999,0.39170912000000002,0.43273183999999998,0.31877902000000002]
["2003-12-01",0.28225428000000002,0.26969623999999998,0.13639717000000001,0.37777036000000003,0.36320794000000001,0.17389767,0.18473227,0.14842201999999999,0.23130176999999999,0.32443654999999999,0.18349969999999999,0.21223249999999999,0]
["2003-12-02",0.11872423,9.6180639999999998E-2,5.5869920000000003E-2,3.5312812999999998E-2,4.7426085999999999E-2,0.10638487000000001,9.0275094E-2,7.2853416000000004E-2,8.6088023999999999E-2,0.14507739,0.100304455,0.156474,0]
["2003-12-07",0.80387589999999998,0.88862909999999995,0.53237429999999997,0.92862299999999998,0.92490729999999999,0.6277161,0.72794420000000004,0.42219874000000002,0.71607010000000004,1.0021521,0.59919566000000002,0.75625235000000002,0.48600924000000001]
["2003-12-13",0.11622573,0.15402766000000001,0.25389381999999999,0.15719838,0.15482175000000001,0.25287535999999999,0.14717712999999999,0.21479760000000001,0.15947900000000001,0.18059792,0.14575289999999999,0.15044272,0.5153664]
["2003-12-18",0,0,0,0,0,0,0,0,0,0,0,0,0]
["2003-12-19",0,0,0,0,0,0,0,0,0,8.8716539999999997E-3,0,0,0]
["2003-12-26",0.40245124999999998,0.3881986,0.37588719999999998,0.47697484000000001,0.4370174,0.38560998000000002,0.37397330000000001,0.35628991999999998,0.38546765,0.46560469999999998,0.38605443,0.39689162,0.46214230000000001]
["2003-12-30",0,0,0,0,0,0,0,0,0,0,0,0,0]
["2004-01-04",0.10130320499999999,9.5437839999999996E-2,6.0290200000000002E-2,0.12954963999999999,0.13456563999999999,0.10012271,7.3279360000000002E-2,4.6731133000000001E-2,7.9592720000000006E-2,0.13576092000000001,6.5815700000000005E-2,0.1067179,0.100782104]
["2004-01-05",0,0,0,9.3335959999999996E-3,0,0,0,0,0,4.8751414E-2,0,0,0]
["2004-01-09",0.38790755999999998,0.43523460000000003,0.32833780000000001,0.45184299999999999,0.43972169999999999,0.36524758000000002,0.36441994,0.26081463999999999,0.37386839999999999,0.51709329999999998,0.32072522999999997,0.38990214000000001,0.38303614000000002]
["2004-01-16",1.0045742,1.0431226,0.95902829999999994,1.0169098000000001,1.0323004,0.98696079999999997,0.99611669999999997,0.87604139999999997,1.0092041,1.1045094,0.96311080000000004,1.0162732999999999,0.80239859999999996]
["2004-01-21",8.1160250000000003E-2,4.5275845000000002E-2,0.14507702,3.4928963E-2,6.4284999999999995E-2,0.16105074999999999,0.12485880000000001,0.15610692000000001,7.129924E-2,3.2085676E-2,0.15728511000000001,0.19356150999999999,0]
["2004-01-22",8.8266189999999994E-2,0.17722570000000001,8.8803160000000006E-2,9.2861399999999997E-2,0.101892784,0.11849945000000001,8.2137643999999996E-2,7.9234584999999996E-2,0.17996076,0.20327644,9.0183780000000005E-2,0.12502632999999999,0.13816057000000001]
["2004-01-27",0.40287023999999999,0.39176739999999999,0.33228326000000002,0.41891319999999999,0.44139010000000001,0.37155974000000003,0.38859749999999998,0.29923529999999998,0.36216047000000001,0.42381844000000002,0.37023398000000002,0.43534875000000001,0.27030396000000001]
["2004-01-31",0.66659473999999996,0.73396282999999995,0.76987059999999996,0.64063689999999995,0.6295307,0.75004672999999999,0.71370255999999999,0.69876342999999996,0.74206099999999997,0.69501389999999996,0.71257680000000001,0.6906736,0.58860060000000003]
["2004-02-07",1.1573856,1.2739255,1.1848536000000001,1.1482733000000001,1.1664298,1.1853298000000001,1.2122651,1.0147649000000001,1.1947144000000001,1.3457825999999999,1.1230357,1.1883570999999999,1.3710070000000001]
["2004-02-08",1.7181956,1.7640842000000001,1.7080454,1.7209449999999999,1.7504291999999999,1.7153118000000001,1.7321024,1.5680795999999999,1.7316084,1.8246256000000001,1.6891400000000001,1.7416455,1.6449320000000001]
["2004-02-13",0.23811688,7.8638070000000004E-2,6.7781400000000006E-2,0.26787767000000001,0.25231989999999999,0.12264348,4.9312830000000002E-2,4.2009092999999997E-2,6.9815699999999994E-2,0.17494288,3.9036185000000001E-2,9.8948969999999997E-2,0.33722966999999998]
["2004-02-19",1.2229133000000001,1.2573287,1.0664037,1.3159810999999999,1.3135680999999999,1.0913873000000001,1.1696972999999999,0.97630419999999996,1.1738873000000001,1.3380270999999999,1.1161875999999999,1.1808939000000001,1.0585929000000001]
["2004-02-24",0.48163509999999998,0.45259926,0.41251465999999998,0.51489439999999997,0.52956499999999995,0.43664380000000003,0.43876755000000001,0.41347042000000001,0.44234714000000003,0.48308990000000002,0.45342009999999999,0.48507169999999999,0.30690437999999998]
["2004-02-25",0.74342079999999999,0.74175329999999995,0.67379699999999998,0.76721280000000003,0.81237429999999999,0.69494705999999995,0.74488920000000003,0.57782036000000003,0.68194160000000004,0.76284289999999999,0.68390450000000003,0.77040624999999996,1.0177608]
["2004-03-01",0.76991710000000002,0.82380249999999999,0.64594907000000001,0.82675080000000001,0.84492889999999998,0.70230020000000004,0.7627543,0.53986144000000003,0.71297160000000004,0.90424590000000005,0.6656531,0.77729910000000002,0.78123520000000002]
["2004-03-06",0.54731750000000001,0.52564569999999999,0.56327592999999998,0.53201810000000005,0.55763819999999997,0.58194690000000004,0.55711489999999997,0.55447376000000004,0.53269630000000001,0.53692059999999997,0.57748264000000005,0.61042326999999996,0.38506266]
["2004-03-08",0.94261150000000005,0.99557490000000004,0.93592830000000005,0.94185459999999999,0.97176549999999995,0.96338710000000005,0.95282160000000005,0.84898010000000002,0.94588919999999999,1.0399461000000001,0.91058470000000002,0.96214869999999997,1.1026623]
["2004-03-13",1.0836629,1.0824554,1.1202375,1.0031384999999999,1.0781423999999999,1.1006655000000001,1.1607981999999999,1.0318567000000001,1.0693142,1.0573186999999999,1.1282074,1.1556554000000001,0.93044890000000002]
["2004-03-18",0.62648696000000004,0.71161940000000001,0.76347494000000005,0.59026330000000005,0.57937527,0.74052260000000003,0.69497200000000003,0.67933284999999999,0.71175516000000005,0.74123890000000003,0.67785079999999998,0.65827360000000001,1.0580791000000001]
["2004-03-23",0.95013349999999996,0.98793900000000001,0.96020559999999999,0.97271660000000004,0.97942850000000004,0.95007079999999999,0.95992080000000002,0.89299139999999999,0.95160469999999997,1.0142614999999999,0.94101769999999996,0.95507359999999997,0.99524639999999998]
["2004-03-26",1.4381831,1.4972266999999999,1.2202042,1.5079572999999999,1.5543062999999999,1.2682929999999999,1.3616452999999999,1.1539619000000001,1.3585403,1.5497338000000001,1.281199,1.3500449999999999,1.0576224000000001]
["2004-03-30",2.3087,2.294114,2.1319506000000001,2.2640132999999998,2.4086566,2.1438130000000002,2.3332421999999999,2.0403525999999998,2.1732583000000001,2.2692584999999998,2.2607490000000001,2.3518995999999999,1.5009931000000001]
["2004-04-04",1.8180278999999999,1.9189594000000001,1.9046603,1.7529773,1.7935146,1.8604677999999999,1.9020016,1.7515423999999999,1.8817474000000001,1.9335506,1.8468895999999999,1.8334668000000001,2.1447927999999998]
["2004-04-09",1.7379552,1.8054239999999999,1.7961039999999999,1.6570297,1.7325900000000001,1.7679598000000001,1.8551152,1.6441387999999999,1.7425151999999999,1.778014,1.7644527999999999,1.7917719999999999,1.8040263999999999]
["2004-04-14",2.2541199999999999,2.3526144000000002,2.3242601999999999,2.1254550999999999,2.2702724999999999,2.2549237999999998,2.4324672000000001,2.0948899999999999,2.236796,2.2343073000000002,2.2696176000000001,2.2718677999999999,2.4729211000000002]
["2004-04-16",2.9121684999999999,3.0022229999999999,2.8153261999999999,2.7325723000000002,2.9032643,2.9226424999999998,3.0120651999999999,2.6511904999999998,2.9003312999999999,3.0328374,2.8564338999999999,2.9839405999999999,2.6875277]
["2004-04-21",1.1253877000000001,1.1778569000000001,1.1885106999999999,1.1416466000000001,1.12663,1.1580547999999999,1.1396875,1.1150583000000001,1.1722726000000001,1.2132151,1.1284974000000001,1.100131,1.3578140000000001]
["2004-04-26",2.8831513000000002,2.9889572000000002,2.8849806999999998,2.7593315,2.8661240000000001,2.9220169,3.0176183999999999,2.7292673999999999,2.8935165,3.004413,2.8911262,2.9577836999999998,2.9654175999999999]
["2004-05-01",1.4139919999999999,1.331826,1.1475356999999999,1.5956279,1.5977614,1.1362121999999999,1.2323902,1.1727892,1.2675350000000001,1.3395395000000001,1.2394430000000001,1.2263668000000001,1.1150005000000001]
["2004-05-02",2.7113857000000001,2.669222,2.5364080000000002,2.7514112000000002,2.8510027,2.5045134999999998,2.665416,2.4655374999999999,2.5868118,2.6062726999999999,2.6040207999999998,2.5902864999999999,2.5039349999999998]
["2004-05-08",1.0420046999999999,1.0328029000000001,0.73777499999999996,0.99805650000000001,1.0270104,0.72600555,0.70108720000000002,0.72935813999999999,1.0598050000000001,1.0010646999999999,0.74101539999999999,0.74654889999999996,0.98652090000000003]
["2004-05-13",2.186382,2.3161109999999998,2.0142566999999998,2.3219099999999999,2.2679320000000001,2.0525212000000002,2.0745125,1.9333587999999999,2.2109200000000002,2.4016101000000001,2.0028945999999999,2.008022,2.1726160000000001]
["2004-05-18",3.7185410000000001,3.8047583,3.7219159999999998,3.7629800000000002,3.8021240000000001,3.7040229999999998,3.7480755000000001,3.5490016999999998,3.7196555,3.8033739999999998,3.6497931000000001,3.6284586999999999,4.0055866]
["2004-05-20",2.2701297,2.2289379,2.3950497999999998,2.1492121000000002,2.2282236000000002,2.3802805,2.3790615000000002,2.3844924000000001,2.2686145,2.1967732999999998,2.4229159999999998,2.4111660000000001,2.3666562999999998]
["2004-05-25",2.8556637999999999,3.0193172000000001,2.7362386999999999,3.030697,2.9431257,2.7985704,2.7574985000000001,2.6224498999999999,2.9061021999999999,3.1465806999999999,2.6823579999999998,2.7195227000000002,2.7052242999999998]
["2004-05-30",2.5195007,2.6326947000000001,2.5729263000000002,2.5247153999999998,2.4920578,2.5943689999999999,2.5522873000000001,2.4929123,2.6040549999999998,2.7114452999999998,2.528559,2.5162437,1.9855069999999999]
["2004-06-04",2.1456697,2.0209188,2.5974590000000002,1.7490463999999999,1.9435956000000001,2.5496284999999999,2.4656327,2.5703957000000002,2.2045254999999999,1.9049426,2.5629442,2.5646021000000001,2.528184]
["2004-06-08",4.1061171999999999,4.3211740000000001,4.4739575,3.9655184999999999,3.9705400000000002,4.4546299999999999,4.3299909999999997,4.2222548,4.3420224000000003,4.3823794999999999,4.2380870000000002,4.1645799999999999,4.7832590000000001]
["2004-06-11",3.2362649999999999,3.3672547000000002,3.7591891,2.9181906999999998,2.9954597999999999,3.7153976000000002,3.5716106999999999,3.5819108000000002,3.4753485,3.3793552,3.5843115000000001,3.5405160000000002,4.3054100000000002]
["2004-06-16",3.5436947000000001,3.4965899999999999,3.9154230000000001,3.3298454,3.4532375000000002,3.905732,3.7791375999999999,3.8089360000000001,3.5988872000000001,3.4317063999999999,3.8197671999999998,3.819426,3.7340507999999999]
["2004-06-21",3.1223233000000001,3.0524453999999999,2.9567146000000002,3.1807647000000001,3.2340621999999999,2.9752703,3.0376159999999999,2.955158,3.027355,3.0499806,3.0533804999999998,3.0381917999999999,2.6258460000000001]
["2004-06-22",2.3186589999999998,2.5241400000000001,2.6665225000000001,2.2861829,2.2266045000000001,2.5760841000000001,2.4643470999999999,2.4322876999999998,2.5313270000000001,2.5701529999999999,2.3978758,2.3156278000000001,3.5021627]
["2004-06-26",1.5859059,1.6709816,1.6009975999999999,1.6372362,1.5934980999999999,1.6240703999999999,1.5713522,1.5378909000000001,1.6423605999999999,1.7786188000000001,1.5526575,1.5655823,1.9209307]
["2004-07-03",3.1101489999999998,3.2746724999999999,3.3907699999999998,3.0085454,3.0040376000000002,3.3349929999999999,3.258127,3.1967615999999999,3.2984502,3.3199081000000001,3.2267286999999998,3.163767,3.5704532000000002]
["2004-07-08",2.3009107000000002,2.5486977,2.2658426999999999,2.3617935000000001,2.2608980000000001,2.2576014999999998,2.2777637999999998,2.155516,2.4629034999999999,2.6548018,2.1994069999999999,2.1461785,2.6732453999999999]
["2004-07-09",1.9671460000000001,1.8611877999999999,2.0770580000000001,1.8472458,1.9433571999999999,2.0783507999999999,2.0506487,2.0934979999999999,1.92635,1.8131742,2.1307013000000001,2.1622894000000001,0.78591882999999996]
["2004-07-14",1.5683161000000001,1.7084505999999999,1.9967824000000001,1.3264377999999999,1.3530500000000001,1.9376498,1.8233554000000001,1.8528408000000001,1.7896656,1.6979294,1.8134063,1.7682418,2.2324535999999999]
["2004-07-20",2.3433945,2.2927925999999998,2.5565083,2.1861885000000001,2.2771089999999998,2.5603677999999999,2.4933225999999999,2.5173253999999998,2.3594873000000001,2.2829123,2.5352347000000002,2.5604458000000001,2.5219564000000001]
["2004-07-25",2.3428429999999998,2.2871047999999998,2.388458,2.2096388,2.2968655,2.4561608000000001,2.4141178000000001,2.404903,2.3319551999999999,2.3241537000000001,2.4686148000000001,2.5356130000000001,1.8081478]
["2004-07-26",2.1591567999999999,2.336652,2.1988802000000001,2.2641227000000002,2.1869223,2.2381600000000001,2.1303717999999998,2.0295873000000002,2.271096,2.4318311000000001,2.0366835999999999,2.0652504,2.9286897000000001]
["2004-08-02",2.9792084999999999,2.9853052999999998,3.1230528,2.8262005000000001,2.9265313000000002,3.1408676999999998,3.1198684999999999,3.0440893,3.0005820000000001,2.9315859999999998,3.1053639999999998,3.1510546000000001,2.4031750000000001]
["2004-08-06",3.1289728000000001,3.0387382999999999,3.2423362999999998,2.8832407,3.0819662000000001,3.2739908999999998,3.3152754,3.1634376,3.0764315,2.905529,3.2777493,3.3277347000000002,2.3922721999999998]
["2004-08-11",2.8200962999999999,3.0558417000000002,2.9137529999999998,2.8674564,2.8283236,2.9656973,2.8724995,2.6815395,2.9541084999999998,3.1908872000000001,2.7289037999999999,2.7753364999999999,3.4451013000000001]
["2004-08-12",2.2189950000000001,2.2452157000000001,2.3538687,2.0737670000000001,2.1397249999999999,2.3544018000000002,2.3507829999999998,2.289682,2.2693408000000002,2.2321662999999998,2.3372679999999999,2.3449716999999999,1.7332533999999999]
["2004-08-17",2.2533615,2.3933282,2.5383735000000001,2.1311469999999999,2.1574024999999999,2.4994969999999999,2.4430386999999998,2.3380730000000001,2.3891703999999998,2.3936768000000002,2.3611474000000001,2.3549483000000002,2.7217858000000001]
["2004-08-20",2.053274,2.1722000000000001,2.1503808000000002,1.9146711999999999,1.9451646,2.1495245000000001,2.1749155999999998,2.0653826999999998,2.1594736999999999,2.203071,2.1372518999999999,2.1380262000000001,2.2658304999999999]
["2004-08-28",1.79586,1.8602628000000001,1.7676331999999999,1.8249677,1.8277326,1.867761,1.7902688,1.6808714,1.8080362000000001,2.004318,1.7409547999999999,1.8467389999999999,2.403559]
["2004-08-29",1.3961334999999999,1.4562343,1.5447747999999999,1.3649591999999999,1.359262,1.5595744,1.4655433,1.461066,1.4682139000000001,1.5312520000000001,1.4659051000000001,1.4970669000000001,1.8645309999999999]
["2004-09-03",1.9467036,1.9956282000000001,2.2314340000000001,1.6903116,1.8289135999999999,2.2555293999999999,2.2349255000000001,2.0367476999999998,2.0032296000000001,1.9457565999999999,2.1400998000000002,2.2359008999999999,2.6655709999999999]
["2004-09-07",2.2652760000000001,2.3179069000000001,2.6112853999999999,1.9983611999999999,2.1311673999999998,2.5546076000000002,2.5529818999999998,2.4202940000000002,2.3526954999999998,2.2512903,2.5041125000000002,2.535974,2.5820280000000002]
["2004-09-14",2.4952223,2.5676416999999998,2.5109072000000001,2.3904513999999999,2.4692859999999999,2.5261672000000002,2.5788948999999999,2.3744945999999998,2.5235093000000002,2.6057649000000001,2.5216799999999999,2.5742560000000001,2.5561303999999998]
["2004-09-15",1.9099008,1.9947531999999999,2.0159956999999999,1.7717696000000001,1.8774834,2.0458864999999999,2.0862669999999999,1.8211040000000001,1.9259523999999999,2.0260737,1.9723465,2.0994052999999999,2.1646730000000001]
["2004-09-20",1.9174351999999999,2.0441050000000001,2.2475776999999999,1.7402455999999999,1.7695718,2.2359784,2.0982555999999999,2.0752218,2.1018210000000002,2.1057386,2.087726,2.0953305000000002,2.9297]
["2004-09-26",0.79434395000000002,0.82889676000000001,0.97469490000000003,0.66956789999999999,0.70921029999999996,0.9741959,0.93023560000000005,0.88905230000000002,0.85884890000000003,0.83364695,0.91118339999999998,0.94671070000000002,1.1958257999999999]
["2004-10-01",0.76628529999999995,0.82293326,0.73984030000000001,0.80088950000000003,0.79046700000000003,0.7775244,0.75186752999999995,0.69225376999999999,0.77404799999999996,0.88589450000000003,0.72055049999999998,0.76872739999999995,0.93970529999999997]
["2004-10-02",1.1349368,1.1387510999999999,1.1138732,1.1304023000000001,1.1671279999999999,1.1384049999999999,1.1492541000000001,1.0530164,1.1061786,1.1794263,1.1285913999999999,1.1940014000000001,1.3405180999999999]
["2004-10-07",1.2369425000000001,1.3747826999999999,1.0675246,1.2460126,1.3321384999999999,1.1322881,1.2569325,0.8791755,1.170299,1.4728546,1.0689295999999999,1.2436332999999999,1.1700607999999999]
["2004-10-12",0.78820590000000001,0.85892040000000003,0.45344995999999999,0.93823020000000001,0.87245419999999996,0.49563879999999999,0.48993444000000003,0.42311304999999999,0.78873260000000001,0.96706219999999998,0.46076129999999998,0.48062779999999999,0.65843830000000003]
["2004-10-14",0.75811170000000005,0.76357185999999999,0.59259150000000005,0.78753660000000003,0.81980869999999995,0.63711077000000005,0.70139680000000004,0.58231560000000004,0.69475925000000005,0.80329514000000002,0.67301829999999996,0.73720600000000003,0.38471573999999997]
["2004-10-19",0.43917405999999998,0.48832680000000001,0.31409700000000002,0.55978150000000004,0.51339345999999997,0.34001192000000002,0.3507306,0.30549565000000001,0.42058570000000001,0.58270900000000003,0.33425838000000002,0.35364309999999999,0.49980286000000002]
["2004-10-24",0.69656426000000005,0.71581954000000003,0.80482626000000002,0.66137120000000005,0.67759776000000005,0.81055049999999995,0.76285910000000001,0.73601550000000004,0.72349757000000003,0.74362653000000001,0.75527555000000002,0.79046349999999999,0.92383320000000002]
["2004-10-29",0.97429149999999998,0.9620744,0.78984255000000003,0.98793359999999997,1.0561984,0.86365080000000005,0.90346789999999999,0.79214479999999998,0.88056990000000002,1.0114030000000001,0.88488809999999996,0.96927240000000003,0.47708136000000001]
["2004-11-01",0.77778020000000003,0.80041739999999995,0.51789940000000001,0.97480789999999995,0.91293369999999996,0.60804312999999999,0.60239580000000004,0.52615886999999995,0.71661174000000005,0.94192889999999996,0.58353423999999998,0.64709720000000004,0.19460586999999999]
["2004-11-05",0.42609730000000001,0.49123496,0.39755922999999999,0.51188129999999998,0.46456969999999997,0.44329553999999999,0.38665076999999998,0.34068522000000001,0.4507564,0.59950950000000003,0.35990512000000002,0.4096031,0.67224269999999997]
["2004-11-10",0.37247037999999999,0.39673324999999998,0.34628155999999999,0.39572096000000001,0.399814,0.35932520000000001,0.38066450000000002,0.28761086000000002,0.35888176999999999,0.4348882,0.35238048,0.40559836999999999,0.50376624000000003]
["2004-11-15",0.16610211,0.21264830000000001,0.20948385,0.29508846999999999,0.27334504999999998,0.25241693999999998,0.16772746999999999,0.15642466999999999,0.20187670999999999,0.38884227999999998,0.15475169,0.20335358000000001,0.49888766000000001]
["2004-11-20",1.5944982E-2,0.12387782,7.1913405999999999E-2,6.0087580000000002E-2,3.7287407000000002E-2,0.11038891000000001,0,0,0.10538607999999999,0.18750910000000001,0,1.6156737000000001E-2,0.33049044]
["2004-11-24",0,4.7578000000000002E-2,2.5628789999999999E-2,9.3783770000000002E-2,3.5619199999999997E-2,8.4316600000000005E-2,0,1.7384013E-2,0,0.17854932000000001,2.7564927999999999E-2,7.5777200000000003E-2,0.13104511999999999]
["2004-11-27",0.103916615,0.12455835,0.12004347,0.12134367,0.110615335,0.1666927,0.10082127,9.3350589999999997E-2,0.11899396,9.6091986000000004E-2,9.3548395000000006E-2,0.14586593,0.25245362999999998]
["2004-12-02",6.6919160000000005E-2,6.0589644999999998E-2,7.6895100000000001E-3,0.10318611599999999,9.9241869999999996E-2,3.5653796000000001E-2,3.2329190000000001E-2,1.375442E-2,4.4780373999999998E-2,9.3148620000000001E-2,3.5314113000000001E-2,5.9686013000000003E-2,0]
["2004-12-07",0,0,0,0,0,0,0,0,0,0,0,0,0]
["2004-12-08",0,0,0,0,0,0,0,0,0,0,0,0,0]
["2004-12-14",2.0143365E-2,3.0033608999999999E-2,7.1950114999999995E-2,0,1.2363443999999999E-2,7.8640810000000005E-2,4.1260023E-2,4.8084870000000002E-2,3.7306092999999999E-2,4.7610092999999999E-2,4.7133914999999998E-2,6.1583741999999997E-2,0.27545523999999999]
["2004-12-19",0.44535353999999999,0.57148849999999995,0.30501324000000002,0.61373999999999995,0.52951349999999997,0.3547302,0.37040782,0.1920856,0.45834285000000002,0.71410954000000004,0.27859650000000002,0.34782479999999999,0.88464759999999998]
["2004-12-24",0.70281475999999998,0.76901554999999999,0.78079779999999999,0.68976795999999996,0.68192680000000006,0.80408840000000004,0.73574775000000003,0.69923650000000004,0.76355709999999999,0.84849640000000004,0.72374570000000005,0.75396717000000002,1.0220184000000001]
["2004-12-26",0,1.6392957E-2,0,0,1.6092189E-2,0,0,0,0,4.2375580000000003E-2,0,0,0]
["2004-12-31",0.24028232999999999,0.29555900000000002,0.25212413,0.25092298000000002,0.23660587,0.28684556,0.25349557,0.20266004000000001,0.27105235999999999,0.36725432000000002,0.22937077,0.2791362,0.20158715999999999]
["2005-01-05",0.16350766,0.21195427999999999,0.19233707,0.123360015,0.17033075,0.20576406999999999,0.16320393999999999,0.14742332999999999,0.19671350000000001,0.27576885000000001,0.15464938,0.17238144999999999,0.45472854000000001]
["2005-01-10",0.15743238000000001,0.20155567999999999,0.31187515999999998,0.20058112,0.19919565,0.29331905000000003,0.21827041999999999,0.22636718,0.22214058,0.22119842000000001,0.20927237000000001,0.20568164999999999,0.89928140000000001]
["2005-01-11",0.28593794,0.30437730000000002,0.34067354,0.2340024,0.22516729999999999,0.33255327000000001,0.29615914999999998,0.29926807,0.30335711999999998,0.33522210000000002,0.30384605999999997,0.30672716999999999,0.5014052]
["2005-01-18",0.65408080000000002,0.70271329999999999,0.58999659999999998,0.71041094999999999,0.70726805999999998,0.61478909999999998,0.63495659999999998,0.50139610000000001,0.63931154999999995,0.77246800000000004,0.58433794999999999,0.64617910000000001,0.62778069999999997]
["2005-01-22",8.8658966000000006E-2,0.10505900999999999,2.6961300000000001E-2,8.9549879999999998E-2,0.131075,8.9845010000000003E-2,9.5401890000000003E-2,0,3.3246372000000003E-2,0.16262404999999999,5.046026E-2,0.15541877000000001,0.18832354000000001]
["2005-01-27",0.20229688000000001,0.15216778,0.24526319999999999,0.13647337000000001,0.20436159000000001,0.2392321,0.21322125,0.21140210000000001,0.22871457000000001,0.19332905,0.21953428,0.22097525000000001,0.40852221999999999]
["2005-01-28",0.23011414999999999,0.2386981,0.31023060000000002,0.21496275000000001,0.22258675,0.29116009999999998,0.26954647999999998,0.28189224000000002,0.24706632000000001,0.25354979999999999,0.29213450000000002,0.29254827,0.32903332000000002]
["2005-02-01",0.38516099999999998,0.41053625999999999,0.34504119999999999,0.39766185999999998,0.41441843,0.37150884000000001,0.37683772999999998,0.31560411999999999,0.36935526000000002,0.45140064000000002,0.35958689999999999,0.40762785000000001,0.37336330000000001]
["2005-02-08",0.1200816,0.12954532999999999,0.11327785,0.118425064,0.13260401999999999,0.11620100999999999,0.13448825,7.9406480000000002E-2,0.1083351,0.13586525999999999,0.111598425,0.14159165000000001,0.11910089]
["2005-02-13",1.2301263,1.2452041,1.2112828,1.225592,1.2658634,1.2107057999999999,1.2386079000000001,1.1176572,1.2166353000000001,1.2754502000000001,1.2155312,1.2532352,1.2790269999999999]
["2005-02-14",1.4700971,1.4159394999999999,1.4311209,1.4279466999999999,1.5091658999999999,1.4509685000000001,1.4553833,1.3510325000000001,1.4310817,1.4053093999999999,1.4494239,1.4924643,1.0133570000000001]
["2005-02-19",1.1287277,1.1184864999999999,1.1317033999999999,1.0705795,1.1524688000000001,1.1414561000000001,1.1908369999999999,0.98793980000000003,1.0904837000000001,1.1075451000000001,1.1209260999999999,1.2135800999999999,0.86414709999999995]
["2005-02-25",0.60311000000000003,0.61537280000000005,0.46535219999999999,0.67865074000000003,0.68538339999999998,0.50156179999999995,0.52871036999999999,0.45423580000000002,0.55185245999999999,0.68102180000000001,0.51749469999999997,0.56101460000000003,0.40310281999999997]
["2005-03-02",7.2000300000000003E-2,0.2171939,0.19183274,0.16593327999999999,0.18178954999999999,0.16571952000000001,0.128918,0.14524703,0.1064823,0.2027969,0.14110544,0.13064990000000001,0.68924576000000004]
["2005-03-03",0.79829890000000003,0.82769599999999999,0.89666900000000005,0.71235130000000002,0.75666610000000001,0.86926009999999998,0.89767859999999999,0.79867330000000003,0.83499246999999999,0.82338279999999997,0.87800540000000005,0.89383009999999996,1.1068856]
["2005-03-08",0.74446179999999995,0.73019940000000005,0.78234709999999996,0.69707540000000001,0.73347050000000003,0.8154304,0.76378780000000002,0.74903189999999997,0.75332860000000001,0.74012566000000002,0.77612185,0.81890540000000001,0.52393230000000002]
["2005-03-14",0.73241489999999998,0.82733420000000002,0.8995417,0.69412549999999995,0.68130599999999997,0.92762909999999998,0.8254283,0.77260315000000002,0.82657139999999996,0.91830529999999999,0.78525937000000001,0.83719915,1.360284]
["2005-03-19",0.98166350000000002,0.99161820000000001,0.86779459999999997,0.96494409999999997,1.0452859999999999,0.8384933,0.99433000000000005,0.81978726000000002,0.90123549999999997,0.95282549999999999,0.93207580000000001,0.94449799999999995,0.22842770000000001]
["2005-03-20",0.74843985000000002,0.69508857000000002,0.63399494000000001,0.80721474000000004,0.82777160000000005,0.63122182999999998,0.69060487000000004,0.66689489999999996,0.66753423000000001,0.70680946,0.71955835999999995,0.73070219999999997,0.15832871000000001]
["2005-03-25",1.0678641,1.0758019999999999,1.0674192,1.0382043000000001,1.0991108000000001,1.0653447,1.1005450000000001,0.99196320000000004,1.0379399,1.0492883,1.0539178,1.0803478,0.86613530000000005]
["2005-03-28",1.0393813999999999,0.98809749999999996,1.0670286,0.90781440000000002,1.0110636,1.0552722999999999,1.1396675000000001,1.0373429999999999,0.99620730000000002,0.92554829999999999,1.1268328000000001,1.1525662999999999,0.31442419999999999]
["2005-04-05",1.3479561,1.374288,1.4082085,1.288519,1.3364486,1.4162235999999999,1.4011813,1.3378279,1.3695358,1.4049160000000001,1.3964227,1.4209362000000001,1.6292677]
["2005-04-06",1.2161012,1.2987481000000001,1.6275941,1.0352825999999999,1.0716391999999999,1.5469769,1.4489955000000001,1.4671799000000001,1.3759707999999999,1.2910547000000001,1.4576502,1.4204901000000001,1.9603927999999999]
["2005-04-11",2.2102118000000002,2.3222684999999998,2.0255828,2.2031100000000001,2.2861986000000001,2.097226,2.2012990000000001,1.9007385999999999,2.1593076999999998,2.3673858999999999,2.0680892000000002,2.1668189999999998,2.1089302999999999]
["2005-04-15",0.31521120000000002,0.3085524,0.77396726999999998,0.30970249999999999,0.31754932000000002,0.74178169999999999,0.74594119999999997,0.76452005000000001,0.31516319999999998,0.30380400000000002,0.76809499999999997,0.74797639999999999,0.69745696000000001]
["2005-04-22",2.7571300000000001,2.8205757,2.7713835000000002,2.7101766999999999,2.8045197000000002,2.7689168,2.8243537000000001,2.5842337999999998,2.746667,2.8108225,2.7203073999999998,2.7609672999999999,2.5431235000000001]
["2005-04-23",1.4265052,1.6231488999999999,1.7956532999999999,1.3565012000000001,1.3125825,1.7456297999999999,1.5921141999999999,1.5465415,1.6511251,1.7113554,1.5132295,1.4860461,2.4152458000000001]
["2005-04-28",1.2230510000000001,1.2925420999999999,1.3430864,1.2655152999999999,1.2340085999999999,1.3074965000000001,1.246677,1.2339407,1.2849029999999999,1.33908,1.2301922000000001,1.2079344999999999,1.7704135999999999]
["2005-05-03",1.8368115,1.917799,1.8852652000000001,1.8690329999999999,1.8620277999999999,1.8280297999999999,1.8509868,1.7659874,1.8804734000000001,1.9097656000000001,1.7996806000000001,1.7461869000000001,2.0412507]
["2005-05-08",2.7995937,2.7424719999999998,2.7316353000000002,2.7496493000000002,2.8606145000000001,2.7099842999999999,2.8192176999999998,2.6762567000000002,2.7215620999999999,2.7046960000000002,2.8164362999999999,2.8104431999999999,2.1565970999999999]
["2005-05-10",1.9755168000000001,2.0007790000000001,2.0889738000000002,1.9298371999999999,1.969063,2.0290281999999999,2.0548997,2.0066237,1.9992044,1.980944,2.0601362999999999,2.0261749999999998,2.2271404000000001]
["2005-05-15",3.0134910000000001,3.1952547999999998,3.1734070000000001,2.9209806999999999,2.9581672999999999,3.0841818000000001,3.166639,2.9533280999999998,3.1361759999999999,3.1154096,3.0412948000000002,2.9443771999999999,3.1117482000000001]
["2005-05-20",1.3960139,1.4425764000000001,1.7865835000000001,1.2764617,1.3053399000000001,1.6721762,1.5862849000000001,1.6341877,1.5153122000000001,1.3964548999999999,1.5950101999999999,1.5268227999999999,2.2916349999999999]
["2005-05-22",2.5382023,2.6279492000000002,2.6834864999999999,2.463123,2.4885907,2.627923,2.6264713,2.5491332999999998,2.6371603000000001,2.6327880000000001,2.6036513000000001,2.5403411,2.9808862]
["2005-05-27",4.6076309999999996,4.8602632999999997,4.6087740000000004,4.6512149999999997,4.61158,4.6448593000000002,4.6600017999999999,4.4182043000000002,4.7373342999999997,4.9869589999999997,4.5239643999999997,4.4889039999999998,4.0214933999999998]
["2005-06-01",1.5678852999999999,1.6395694999999999,1.4645619999999999,1.683748,1.6315345999999999,1.4444273999999999,1.4812609999999999,1.4142125000000001,1.582106,1.6826766,1.4495456,1.407608,1.5422434]
["2005-06-06",1.8898638000000001,2.0191298,1.8799944,1.9736720000000001,1.9130782,1.8696214,1.8491868,1.7767541,1.9678751999999999,2.1055902999999998,1.8095410000000001,1.7873920000000001,2.7117830000000001]
["2005-06-09",3.3115888,3.2983365,3.1564502999999999,3.4231872999999999,3.4434559999999999,3.2353969,3.2158923000000001,3.1059749999999999,3.2424184999999999,3.3450736999999999,3.1923558999999999,3.2249539999999999,2.7610860000000002]
["2005-06-13",3.3249282999999998,3.3439679999999998,3.3128860000000002,3.2707704999999998,3.3186144999999998,3.3105992999999998,3.3674324000000002,3.2981584000000002,3.3366240999999999,3.3570310000000001,3.4007670000000001,3.3497344999999998,2.3766574999999999]
["2005-06-18",4.3471570000000002,4.4596762999999999,4.4820539999999998,4.2470626999999999,4.2852680000000003,4.4578465999999999,4.4722834000000002,4.3689226999999997,4.4524710000000001,4.4381950000000003,4.4354820000000004,4.3525270000000003,4.1317367999999997]
["2005-06-23",4.281263,4.4616413000000001,4.493277,4.3260180000000004,4.2899284,4.6281739999999996,4.3753057000000002,4.280538,4.4184355999999996,4.6716575999999996,4.2975519999999996,4.3977046,5.5851980000000001]
["2005-06-28",3.7625896999999999,3.7514400000000001,3.931908,3.6770402999999998,3.7517168999999999,3.9381740000000001,3.8505351999999999,3.8134872999999998,3.7969312999999998,3.7690833000000001,3.8687873000000002,3.8980005000000002,3.9806287]
["2005-07-02",1.5167250999999999,1.5564471,1.6660929,1.4838479,1.4855349,1.6440912000000001,1.5812200999999999,1.592808,1.5764632999999999,1.5659183999999999,1.5783437,1.5596658999999999,2.1471765]
["2005-07-05",1.9071167,2.0742245000000001,1.9378610000000001,1.9571540000000001,1.8901619999999999,1.9087415999999999,1.8995991999999999,1.8237992999999999,2.0271387000000001,2.1687867999999999,1.8524436,1.801504,2.5701857000000001]
["2005-07-10",3.9354007000000002,3.9474344000000001,4.3667600000000002,3.6065311000000002,3.7624924000000002,4.3260493000000002,4.2496023000000003,4.226826,4.0577740000000002,3.8444600000000002,4.2632240000000001,4.236313,4.3039303000000002]
["2005-07-15",3.6915553000000001,3.738794,3.9535743999999999,3.5266793000000001,3.6058233,3.9769432999999998,3.8773176999999999,3.8128299999999999,3.7848964,3.7732960000000002,3.855642,3.8616328000000002,3.6743228000000001]
["2005-07-16",3.9248333,3.8931797000000001,3.9742177000000001,3.8153348,3.9260845,4.0364857000000001,4.0130863000000003,3.9133524999999998,3.9009752,3.9021944999999998,4.0166792999999998,4.0626863999999996,3.4637437000000002]
["2005-07-22",1.7387632,1.6380688000000001,1.83121,1.5755146,1.6877228,1.8606377999999999,1.8297905999999999,1.8603795000000001,1.710116,1.6042263999999999,1.891885,1.9369338,2.0353937000000002]
["2005-07-27",0.34664200000000001,0.35128876999999997,0.39590445000000002,1.0013453000000001,0.98631650000000004,0.34867566999999999,0.34173461999999999,0.36353131999999999,0.33990183000000002,0.35470142999999998,0.34341454999999999,0.31780604000000001,1.5039533]
["2005-08-01",1.5862160000000001,1.7121012,1.6003540000000001,1.6549773999999999,1.5934733000000001,1.6467004999999999,1.5678626,1.5202511999999999,1.6632149000000001,1.8198014,1.5228891,1.5429717000000001,1.8232518]
["2005-08-02",2.9554472000000001,2.9993192999999998,2.9924244999999998,2.9957544999999999,3.0370705,2.9852349999999999,2.9812682000000001,2.8433535000000001,2.9461596000000001,3.0112562,2.9096514999999998,2.9053319000000002,3.1625545000000002]
["2005-08-07",3.2447530000000002,3.3006167,3.2860155,3.2241008,3.2756949999999998,3.3416478999999999,3.3124495,3.1437650000000001,3.2566323000000001,3.3943135999999998,3.2554916999999999,3.3389636999999999,3.1053807999999998]
["2005-08-13",1.8239592,1.9322227999999999,1.7244234000000001,1.9112418,1.8670434,1.7469698,1.7604378000000001,1.6624156999999999,1.8554358,2.0186237999999999,1.7132202000000001,1.7167504,1.8072306]
["2005-08-18",2.9508740000000002,3.0692746999999998,2.9863490000000001,2.8960042000000001,2.9550578999999999,3.0717669999999999,3.0654720000000002,2.8099897,2.9735575000000001,3.1574844999999998,2.9352784000000001,3.0561278000000001,3.1652209999999998]
["2005-08-19",0.510185,0.49896555999999997,0.58016959999999995,0.53234009999999998,0.52595749999999997,0.58619933999999996,0.53541000000000005,0.57756894999999997,0.50022699999999998,0.52981710000000004,0.56336390000000003,0.59859764999999998,0.59683436000000001]
["2005-08-26",2.1263329999999998,2.2404324999999998,2.2473524,2.0374718000000001,2.0585979999999999,2.2748846999999999,2.2387853,2.1297956,2.217104,2.3321393000000001,2.2003727,2.2472197999999999,2.4069313999999999]
["2005-08-30",3.0365416999999999,3.2280506999999998,3.0610409000000001,2.9272353999999998,3.0277295,3.1058482999999999,3.2142946999999999,2.7968275999999999,3.0635119999999998,3.2591078000000002,3.0017366000000001,3.1274283,2.9268936999999999]
["2005-09-04",2.9430258,3.0960171000000001,2.8643079999999999,2.9292376,3.0003057000000002,2.9176072999999998,3.0129807,2.6433884999999999,2.9286685000000001,3.1557615000000001,2.8249895999999999,2.9425137000000001,2.6830582999999999]
["2005-09-05",1.1187984,1.2227314,1.1889913999999999,1.1417778000000001,1.0896619999999999,1.2476335000000001,1.1638162999999999,1.1559170000000001,1.1848757999999999,1.3651928,1.1527832,1.2157513,1.5015255000000001]
["2005-09-09",1.3214330000000001,1.3914629999999999,1.4892422000000001,1.2074286999999999,1.2299515000000001,1.5436379,1.4670841999999999,1.3784432,1.3969206999999999,1.4583919000000001,1.4105217000000001,1.4977376,1.4840066000000001]
["2005-09-16",1.6864345999999999,1.7444618000000001,1.7765712,1.626341,1.6668818999999999,1.7601666,1.7754760000000001,1.6594888000000001,1.7233588,1.7811254999999999,1.7490079999999999,1.7801673,2.2783715999999998]
["2005-09-21",1.1278455999999999,1.1940219000000001,1.2370049999999999,1.0612732,1.1047529,1.2477357,1.2542671999999999,1.0998848999999999,1.14838,1.2198842000000001,1.1709679,1.248159,1.5042887]
["2005-09-22",1.1887418000000001,1.2164584000000001,1.2513958000000001,1.1236493999999999,1.2034472000000001,1.2701138000000001,1.2977860999999999,1.1135286,1.1628537000000001,1.2503550999999999,1.2118812000000001,1.3063047999999999,1.56982]
["2005-09-27",1.4907874999999999,1.5575353000000001,1.5921589,1.4323927999999999,1.4631183000000001,1.6168236,1.5798448,1.4729125000000001,1.5348816999999999,1.6232715,1.5383553999999999,1.6058574000000001,2.0567280999999999]
["2005-10-01",1.4081573000000001,1.43957,1.3749638,1.3592099,1.4348003,1.3962785,1.4764063000000001,1.2531977000000001,1.3631883,1.4687403000000001,1.3960155999999999,1.5004259,1.4635415000000001]
["2005-10-08",0.69034459999999997,0.76045090000000004,0.66496770000000005,0.70230453999999998,0.694415,0.70582929999999999,0.68404200000000004,0.62815460000000001,0.71488810000000003,0.83372979999999997,0.65353996000000003,0.69630040000000004,0.80118800000000001]
["2005-10-09",0.97592049999999997,1.1225672,0.85473129999999997,0.99365139999999996,1.0553032,0.92045270000000001,1.0360285,0.65495440000000005,0.91015440000000003,1.2224790999999999,0.83875200000000005,1.0280537999999999,1.0653973000000001]
["2005-10-14",0.16008678000000001,0.37454779999999999,0.22908500000000001,0.13623846000000001,0.15100294,0.24891253999999999,0.19178565,0.20993000000000001,0.39199047999999997,0.3754615,0.20036475000000001,0.23305537000000001,0.54827119999999996]
["2005-10-20",1.065963,1.1348767,0.93526350000000003,1.0746585,1.1364072999999999,0.98478259999999995,1.1040852999999999,0.77435779999999999,0.99087510000000001,1.1966456999999999,0.96113029999999999,1.1203386,0.98383920000000002]
["2005-10-25",1.3045716000000001,1.4212226999999999,1.3721513000000001,1.2885641000000001,1.2855019999999999,1.3775964000000001,1.371151,1.2223389,1.3669806,1.4943055999999999,1.3018394,1.3481533999999999,1.7039200000000001]
["2005-10-26",0.41428526999999998,0.48608469999999998,0.43304846000000002,0.45832289999999998,0.42554115999999997,0.45249489999999998,0.41750565000000001,0.36634509999999998,0.44501960000000002,0.55833124999999995,0.37706390000000001,0.41080925000000001,0.88300690000000004]
["2005-10-31",0.16001931999999999,0.15224566,0.1890657,0.1404,0.15211622,0.20669921999999999,0.18712330999999999,0.18767816000000001,0.1546546,0.16557263999999999,0.19502654999999999,0.23317389999999999,0.21169198]
["2005-11-03",1.3409038,1.4297959,1.3252562000000001,1.4030404000000001,1.3685864000000001,1.3522057999999999,1.3094223,1.240777,1.3890167,1.5295840000000001,1.2835482,1.3028187,1.4576876999999999]
["2005-11-11",0.69815269999999996,0.7427684,0.77743229999999997,0.57179369999999996,0.56968059999999998,0.79419863000000002,0.72900520000000002,0.71984583000000002,0.74828475999999999,0.69596857000000001,0.73158025999999998,0.75418602999999995,1.1521074]
["2005-11-12",0.29343575,0.35711983000000003,0.22696464999999999,0.34580349999999999,0.32549834,0.30554888000000002,0.28520662000000002,0.15247086000000001,0.28514558000000001,0.48676375,0.22189634999999999,0.33841553000000002,0.4813578]
["2005-11-17",0.24495017999999999,0.38009052999999998,8.2259625000000003E-2,0.33645222000000002,0.33343768000000001,0.14395343999999999,0.24298897,0,0.20296095,0.46382390000000001,4.7848153999999997E-2,0.21489676999999999,0.34788429999999998]
["2005-11-22",8.3383455999999995E-2,0.103856884,0,0.12610713000000001,0.16834450000000001,1.7551760999999999E-2,4.2819562999999998E-2,0,1.8080456000000002E-2,0.16385976999999999,2.0853962999999999E-3,6.4807809999999993E-2,1.5050278E-2]
["2005-11-25",0.72950404999999996,0.77922559999999996,0.61541029999999997,0.81728756000000002,0.79705079999999995,0.64765424000000005,0.64944610000000003,0.52813785999999996,0.7319251,0.84898200000000001,0.59807193000000003,0.63580924000000005,0.74595416000000003]
["2005-11-29",5.2283883000000003E-2,0.10078241,2.4258117000000002E-3,9.8327233999999999E-2,8.407133E-2,4.1964269999999998E-2,4.779357E-2,0,4.8171956000000002E-2,0.16039248,0,6.4754469999999995E-2,0.13068447999999999]
["2005-12-04",0,4.2750280000000002E-3,0,6.7486845000000004E-2,5.1512862999999999E-2,0,0,0,0,5.7462525E-2,0,0,0]
["2005-12-09",0,0,0,0,0,0,0,0,0,0,0,0,0]
["2005-12-14",0.11130689000000001,0.10552519,0.11564144,0.10396217000000001,0.1265404,0.14386556,0.11826558,9.6572370000000005E-2,9.2926709999999996E-2,0.12779172,0.1171948,0.16037760000000001,0.15140964000000001]
["2005-12-16",0.98560570000000003,1.008918,0.96311199999999997,1.0314000999999999,1.0287583,1.0000848,0.96101829999999999,0.87089240000000001,0.99092899999999995,1.0834883,0.93392569999999997,0.99281660000000005,0.9902495]
["2005-12-21",3.6696020000000003E-2,7.5334780000000004E-2,2.7230244000000001E-2,7.3721043999999999E-2,5.030403E-2,5.371803E-2,2.2303414000000001E-2,0,5.1597061999999999E-2,0.13817196000000001,6.4545399999999999E-3,3.5039845999999999E-2,0.18686242]
["2005-12-26",6.0390162999999997E-2,9.6180453999999999E-2,3.5878266999999998E-2,6.4409584000000006E-2,8.5224900000000006E-2,6.0928076999999997E-2,6.3010930000000007E-2,7.8254429999999996E-3,4.3524760000000003E-2,0.13511275,4.2029780000000003E-2,8.9236700000000002E-2,0.34749764]
["2006-01-01",0.11491627,0.111135714,0.15703914999999999,1.1975115999999999E-2,9.9897330000000006E-2,0.17475423000000001,0.14244651999999999,0.14004657000000001,0.12546795999999999,5.7457477E-2,0.15280788000000001,0.18060689999999999,5.2694104999999998E-2]
["2006-01-02",3.4146500000000003E-2,1.2862007999999999E-2,0,0,0,2.8844071999999998E-2,1.2216042E-2,0,1.0043999E-2,2.2436523999999999E-2,1.1292893E-2,5.0145431999999997E-2,0]
["2006-01-07",4.3392925999999998E-2,1.5071417000000001E-3,0,2.2190899E-2,0,2.7536328999999998E-2,8.9138470000000008E-3,0,4.8280469999999999E-2,7.0794220000000005E-2,0,2.4118548E-2,0.16847682]
["2006-01-12",8.3436764999999996E-2,0.10217864,3.1101210000000001E-2,5.4286845E-2,3.7786500000000001E-2,5.7903429999999999E-2,5.1055413000000001E-2,1.1691106999999999E-2,7.5776280000000001E-2,0.15468386000000001,3.9302714000000002E-2,6.7641770000000004E-2,0.15243356999999999]
["2006-01-17",0.24518419999999999,0.18443581000000001,0.23344275,0.18194367,0.25806844000000001,0.25800684000000002,0.23089027000000001,0.20645942,0.25817266,0.23470193,0.2255479,0.2515812,0.28331562999999998]
["2006-01-19",1.2800082000000001E-2,3.2980830000000003E-2,9.7364989999999998E-2,0,0,0.11685027000000001,4.9978210000000002E-2,5.9686444999999998E-2,4.5886926000000001E-2,5.9017114000000002E-2,4.9702494999999999E-2,7.684204E-2,0.3604096]
["2006-01-24",3.5598755000000003E-2,6.6377749999999999E-2,0,6.9456320000000002E-2,0.10496659999999999,7.3419962999999996E-3,4.0217120000000002E-2,0,0,0.16221023000000001,0,9.5203209999999996E-2,7.1412180000000002E-4]
["2006-01-29",0.62195469999999997,0.66947179999999995,0.46224510000000002,0.66296040000000001,0.70837956999999996,0.48850329999999997,0.60976635999999995,0.36902168000000002,0.5409948,0.71222890000000005,0.52014020000000005,0.62692709999999996,0.60994360000000003]
["2006-02-03",9.0424519999999994E-2,0.18377872000000001,5.3243591999999999E-2,0.21492217,0.117340475,8.7270825999999996E-2,6.519134E-2,5.5005338000000001E-2,7.6242329999999997E-2,0.22010350000000001,7.3511750000000001E-2,0.10379442999999999,0.12616135000000001]
["2006-02-07",0.72238849999999999,0.83407960000000003,0.82153449999999995,0.74604459999999995,0.70263624000000002,0.84492970000000001,0.74741630000000003,0.71607374999999995,0.81945305999999996,0.84339940000000002,0.72255460000000005,0.74486554000000005,1.2689501999999999]
["2006-02-10",0.55558269999999998,0.63597064999999997,0.43192540000000001,0.58497509999999997,0.61820759999999997,0.50007610000000002,0.5588921,0.28420684000000002,0.51165366000000001,0.70295260000000004,0.42301549999999999,0.57268589999999997,0.45796245000000002]
["2006-02-15",0.60091649999999996,0.69889855000000001,0.7473725,0.52857476000000003,0.54661970000000004,0.71532755999999997,0.71019935999999995,0.60365590000000002,0.67717033999999998,0.70996207,0.65038823999999995,0.65969920000000004,0.99137920000000002]
["2006-02-20",0.71549130000000005,0.74502623000000001,0.88887360000000004,0.61446922999999998,0.64908710000000003,0.85994280000000001,0.81792469999999995,0.82466804999999999,0.78580209999999995,0.74899760000000004,0.84540280000000001,0.83326155000000002,1.1428559]
["2006-02-25",1.1411359000000001,1.1309454000000001,1.1260942,1.0857043,1.1622473,1.1095181999999999,1.1946745999999999,1.034985,1.0985798,1.1149100000000001,1.1647307,1.2134144,1.1072301]
["2006-02-27",0.48588815000000002,0.48903059999999998,0.54079980000000005,0.46909984999999998,0.63161206000000003,0.57616734999999997,0.50808907000000003,0.50346080000000004,0.50309199999999998,0.53809980000000002,0.52019479999999996,0.56659572999999996,0.53891045000000004]
["2006-03-04",1.0100180999999999,1.084058,0.89254080000000002,1.0119277,1.0914743,0.92626470000000005,1.0471978,0.71893580000000001,0.93704540000000003,1.1146545000000001,0.89587050000000001,1.0381567,0.87434679999999998]
["2006-03-09",0.5643572,0.56523674999999995,0.62316537000000005,0.52300919999999995,0.54448779999999997,0.61550709999999997,0.60741840000000002,0.6045045,0.57754636000000004,0.56588066000000004,0.62618302999999997,0.62913940000000002,0.3798956]
["2006-03-10",1.1058176,1.0295932999999999,1.0530807,1.0659019000000001,1.1280429000000001,1.0773254999999999,1.1060266000000001,1.0885996,1.0437071,1.0447340000000001,1.168104,1.208602,0.67699869999999995]
["2006-03-15",1.1542996000000001,1.1583863000000001,1.1445284,1.0746306999999999,1.1563549,1.1636238000000001,1.2126516000000001,1.0576616999999999,1.1267073999999999,1.1500501999999999,1.1650225999999999,1.2367676000000001,1.0136676]
["2006-03-21",0.95573280000000005,1.171076,1.1562144999999999,0.96330039999999995,0.96088320000000005,1.1842953000000001,1.1395599000000001,1.1121728,1.1689465000000001,1.2435457999999999,1.1575835000000001,1.1805464000000001,1.3138247000000001]
["2006-03-26",0.58564985000000003,0.71571309999999999,0.87716780000000005,0.51325609999999999,0.4906181,0.80180110000000004,0.72544710000000001,0.72217240000000005,0.73825770000000002,0.71962017,0.68802019999999997,0.63469279999999995,1.5966222999999999]
["2006-03-27",1.1216134,1.1839036999999999,1.2218225,1.1288039999999999,1.1193173999999999,1.1886019000000001,1.145456,1.111113,1.1881660000000001,1.2175388,1.1291606000000001,1.1010591000000001,1.5741050000000001]
["2006-04-03",1.7612028,1.7631764000000001,1.8898318000000001,1.6714807,1.7462127999999999,1.885389,1.8725868000000001,1.7732045999999999,1.7728488,1.7928724,1.8575116,1.9057754,1.9454463]
["2006-04-07",1.126854,1.1636911999999999,1.3279996000000001,1.0437797,1.0725378000000001,1.30705,1.2353749999999999,1.2259483,1.1973940000000001,1.1829951000000001,1.2389189,1.2368956,1.7534822000000001]
["2006-04-12",1.9895208,2.0949156000000002,2.0271162999999999,1.9644963,2.0013797000000002,2.0150716000000002,2.0421840000000002,1.8774046,2.0298736000000002,2.1260743,1.9725695999999999,1.9833905000000001,2.2516734999999999]
["2006-04-13",1.1637306999999999,1.1894271000000001,1.4477643,1.0506857999999999,1.0998760000000001,1.3808851,1.2996652,1.3075642999999999,1.2521986000000001,1.1663283,1.3017084999999999,1.2698438999999999,2.3577702]
["2006-04-18",2.0568882999999998,2.0734951000000001,1.9473218000000001,2.0644393000000001,2.1258626,1.9608125999999999,2.0358179000000001,1.8768646,2.0098631,2.0980479999999999,1.9942553999999999,2.0123760000000002,1.781228]
["2006-04-21",1.5721844,1.5627059000000001,1.3483210999999999,1.6845767,1.6722399999999999,1.4530381999999999,1.4454206000000001,1.3878686,1.5002456,1.6893642,1.4599732000000001,1.5599234,1.0023618000000001]
["2006-04-29",1.826425,1.8556556,2.1230867,1.6599215,1.7370306,2.1054987999999999,2.0163505000000002,1.9825206,1.9111688,1.8359780000000001,2.0068419999999998,2.0384045,2.2799784999999999]
["2006-04-30",1.6297655,1.8116534,1.6611328999999999,1.7029141999999999,1.6366485,1.6646973,1.621445,1.5168102000000001,1.7421451999999999,1.9128232000000001,1.546889,1.5335771,2.2087300000000001]
["2006-05-05",2.8805499999999999,2.8689249000000001,3.2066615000000001,2.6573565000000001,2.7972456999999999,3.1617928000000002,3.1391713999999999,3.0229746999999998,2.9269880000000001,2.813342,3.0959208,3.0895351999999998,2.976585]
["2006-05-09",1.8788203999999999,2.0980789999999998,1.9973320000000001,1.9526802000000001,1.8673626000000001,1.9316580000000001,1.9054456,1.8014251999999999,2.0303903000000001,2.1404899999999998,1.8037348,1.7410562000000001,2.4488048999999998]
["2006-05-16",1.5196213000000001,1.5063082000000001,1.6545932000000001,1.5128204999999999,1.5379377999999999,1.6012535999999999,1.5615515,1.5598748,1.5330360999999999,1.4736775,1.5564548,1.5235791999999999,1.9138006000000001]
["2006-05-17",1.0917915,1.1556249999999999,1.1201994,1.1337698,1.1007906000000001,1.0685621999999999,1.0846353,1.0635859999999999,1.1341133999999999,1.1685922,1.0695634999999999,1.0164142,1.4290646]
["2006-05-22",1.4373691,1.4906785,1.4772881,1.0982229999999999,1.0882905,1.4485732,1.4570206000000001,1.4319930999999999,1.4884280000000001,1.5248569000000001,1.4709924000000001,1.4384952,1.5605724000000001]
["2006-05-28",2.5382410000000002,2.5446589999999998,2.5867119999999999,2.5655326999999999,2.5911577000000001,2.5884942999999998,2.5345409999999999,2.4790139999999998,2.5435120000000002,2.5908272000000001,2.5245725999999999,2.5333060000000001,3.2196319999999998]
["2006-06-02",1.939049,1.8405906000000001,2.4757539999999998,1.6731737,1.8042454000000001,2.3379815000000002,2.2587804999999999,2.3976388000000002,1.9911276,1.7161114,2.3506613000000001,2.289857,2.3881679999999998]
["2006-06-03",3.7320959999999999,3.7649780000000002,4.1423725999999998,3.5530430000000002,3.6597164000000002,4.0429434999999998,3.9977999999999998,3.9555267999999999,3.8230455000000001,3.6289513000000002,3.9866920000000001,3.9115647999999998,4.1124210000000003]
["2006-06-08",3.9078023000000002,4.0983359999999998,3.7963216000000002,4.1052866000000003,4.0129780000000004,3.8554788000000002,3.8306737000000002,3.6755103999999998,3.9638927000000002,4.2962889999999998,3.7526700000000002,3.7624019999999998,3.6751168000000001]
["2006-06-13",2.7387410000000001,2.7057962,2.4147873,2.8968579999999999,2.8892001999999999,2.4678735999999999,2.5539953999999998,2.4597932999999998,2.62581,2.7457113,2.5496346999999999,2.5570319000000001,1.9082585999999999]
["2006-06-15",2.5939380000000001,2.5751909999999998,2.905262,2.3357139,2.4479631999999998,2.8696594000000002,2.8314276,2.8882490000000001,2.6707803999999999,2.5216227,2.9125192000000002,2.8800355999999998,2.9191258000000002]
["2006-06-20",3.1545757999999999,3.2528706000000001,3.5556435999999998,2.9563217000000002,3.0188093,3.4846303000000001,3.3776329999999999,3.3508635,3.334635,3.2171235,3.3549356000000001,3.2805423999999999,4.2561016]
["2006-06-25",1.9095864,2.0652219999999999,2.1464446000000001,1.2863232,1.2433810999999999,2.2187429999999999,2.0137627,1.9983618000000001,2.0765980000000002,2.2055068000000002,1.971023,2.0470519999999999,2.2424629999999999]
["2006-06-30",4.4896317000000003,4.5918454999999998,4.5763173000000004,4.3809800000000001,4.4352299999999998,4.6771436,4.5926833,4.4376389999999999,4.5985503000000003,4.593744,4.5255159999999997,4.5511749999999997,4.567342]
["2006-07-03",5.2001213999999996,5.3405930000000001,5.4552426000000001,5.09816,5.1389100000000001,5.5576420000000004,5.3650823000000001,5.2256793999999998,5.3423933999999997,5.4275849999999997,5.2841519999999997,5.3463963999999997,4.8748560000000003]
["2006-07-07",1.7848097999999999,1.8963376999999999,2.0801500000000002,1.7032685999999999,1.686456,2.0585290000000001,1.9330076,1.9592141999999999,1.9277512000000001,1.9453174,1.9210598000000001,1.9135734,2.5336919999999998]
["2006-07-12",4.3136279999999996,4.3991594000000003,4.5609326000000001,4.0811060000000001,4.2182729999999999,4.5514425999999997,4.4918404000000001,4.340592,4.4414033999999996,4.3076189999999999,4.4062656999999996,4.3627640000000003,4.6912440000000002]
["2006-07-17",4.9745080000000002,5.0670713999999997,4.9800279999999999,4.8348680000000002,4.9232230000000001,5.1793604000000002,5.0684469999999999,4.8363370000000003,5.0252840000000001,5.1369686000000003,4.978809,5.1083274000000003,4.9366789999999998]
["2006-07-22",2.1368212999999998,2.2583248999999999,2.1845178999999999,2.1853785999999999,2.1226048,2.2499788000000001,2.1605677999999999,2.1439029999999999,2.2082771999999999,2.447047,2.1467879999999999,2.1912007,2.7748463000000001]
["2006-07-24",4.0048446999999996,4.1194660000000001,4.2552110000000001,3.8947864000000001,3.9789865,4.2710137000000001,4.1945576999999998,4.0338655000000001,4.0961489999999996,4.1138462999999996,4.1052520000000001,4.1057606,4.8539490000000001]
["2006-07-29",3.4829636000000002,3.7046983,3.6526784999999999,3.4792233000000001,3.4632497,3.6887417,3.5647624000000002,3.3763793,3.6475952,3.8147060000000002,3.4183759999999999,3.4255360000000001,4.3102729999999996]
["2006-08-03",1.7551437999999999,1.6031512000000001,2.1160842999999998,1.4596899999999999,1.6264699,2.0671916000000001,2.0110226,2.1432467000000002,1.7443674,1.5069078,2.1492757999999998,2.1721276999999999,1.5693318000000001]
["2006-08-08",3.2213707,3.3665379999999998,3.4113228000000002,3.0577743000000002,3.1201629999999998,3.4993365000000001,3.4097292000000001,3.2435955999999999,3.3427093000000001,3.435047,3.3345853999999999,3.4316722999999998,3.6083145000000001]
["2006-08-09",2.7734675000000002,2.842101,3.1473029000000001,2.5786389999999999,2.6538382,3.1911234999999998,3.0058398,2.9703455000000001,2.9045005000000002,2.9166584000000002,2.9921532000000002,3.0879620000000001,3.6292627]
["2006-08-15",2.0536764000000001,2.0670855000000001,2.0963066000000001,1.9703598,2.0201066000000001,2.1746851999999999,2.1125690000000001,2.0569142999999999,2.0747260000000001,2.124342,2.1094124000000001,2.1807148000000001,1.8921138]
["2006-08-20",1.8682030000000001,1.862717,1.8611442,1.880657,1.9000627999999999,1.9033574,1.8572322000000001,1.8254976999999999,1.8582727999999999,1.9244592,1.8656866999999999,1.9132750000000001,1.9324182999999999]
["2006-08-25",2.6043625000000001,2.6941578000000002,2.5439444,2.5409860000000002,2.6363983000000002,2.6112856999999998,2.6765425,2.3785457999999999,2.5874166000000001,2.7201786000000001,2.5383960000000001,2.6421869,2.5445253999999999]
["2006-08-27",2.4846615999999999,2.5754155999999999,2.6216577999999999,2.3782445999999999,2.4589530000000002,2.6336184,2.6345166999999998,2.4506540000000001,2.5243954999999998,2.5971316999999998,2.5528436000000001,2.6179779999999999,2.7388474999999999]
["2006-09-01",1.6073937,1.7197644000000001,1.7747113000000001,1.6109731,1.5897129000000001,1.7837750000000001,1.6857308,1.6287484000000001,1.6926372000000001,1.8097882000000001,1.6340977000000001,1.6678877999999999,2.2261726999999998]
["2006-09-06",2.3379118000000001,2.5020082000000001,2.5730564999999999,2.0913371999999999,2.2376583000000001,2.5703022,2.6235924000000002,2.2710512,2.4205557999999998,2.4631014000000002,2.4219794000000001,2.5127937999999999,3.0419946000000002]
["2006-09-11",2.4744844000000001,2.6309247,2.4935972999999998,2.3608766000000001,2.5110160000000001,2.5849015999999998,2.6252822999999998,2.220996,2.4564636000000002,2.6697009999999999,2.4062195000000002,2.5945463000000002,2.7822619999999998]
["2006-09-15",1.5130115,1.5399860999999999,1.4343287,1.5945714,1.607159,1.4357408,1.4763609,1.3683259999999999,1.4607722000000001,1.5830076,1.4347125999999999,1.4722143000000001,1.2429214]
["2006-09-18",1.9035506,1.9425802000000001,1.7838109,1.899745,1.9771970000000001,1.8603745,1.9066997999999999,1.6892258,1.8376735,2.0168512000000001,1.8209366,1.9379472,1.5587702000000001]
["2006-09-23",1.2670741000000001,1.2890817999999999,1.3347329000000001,1.1324131,1.2378879,1.3088131000000001,1.4410542,1.2171266000000001,1.2298172000000001,1.2526861,1.3554294,1.4390314,1.1719075000000001]
["2006-09-28",0.61778854999999999,0.68327709999999997,0.76277919999999999,0.27393224999999999,0.25816232,0.77830949999999999,0.68484990000000001,0.69234823999999995,0.69333259999999997,0.73309016000000005,0.6662283,0.69180523999999999,1.2969493999999999]
["2006-09-29",0.78585799999999995,0.83522759999999996,0.69547044999999996,0.85833530000000002,0.83055069999999998,0.73480462999999996,0.72588843000000003,0.68360880000000002,0.78204410000000002,0.91348960000000001,0.70578459999999998,0.73857539999999999,0.88234369999999995]
["2006-10-03",1.1543722000000001,1.2119347,1.0840890000000001,1.1309235,1.2044550999999999,1.0946307,1.2136008,0.9435808,1.0974636,1.2307773,1.0934732,1.1967435,1.1673442999999999]
["2006-10-10",0.36051633999999999,0.38144507999999999,0.38793889999999998,0.33278793000000001,0.34071368000000002,0.39597114999999999,0.39981529999999998,0.38047808,0.36846504000000002,0.39226264,0.38990816,0.41754400000000003,0.51260419999999995]
["2006-10-15",0.97603340000000005,1.0488128999999999,0.98087709999999995,0.91756079999999995,0.99019869999999999,1.0048425999999999,1.0430591,0.86401070000000002,0.97049850000000004,1.0802594000000001,0.9614684,1.0542187999999999,1.2443877000000001]
["2006-10-16",0.72956275999999998,0.85955150000000002,0.66410530000000001,0.72588739999999996,0.77454405999999998,0.67123469999999996,0.76797899999999997,0.52771869999999999,0.70517359999999996,0.89227279999999998,0.63495900000000005,0.71031569999999999,0.86242949999999996]
["2006-10-21",0.77199689999999999,0.78646090000000002,0.79559349999999995,0.73000646000000002,0.76531844999999998,0.81917419999999996,0.8250691,0.74084320000000004,0.76533010000000001,0.81758326000000003,0.80502010000000002,0.86862090000000003,0.93547979999999997]
["2006-10-27",0.44339469999999997,0.56405320000000003,0.43799959999999999,0.45609100000000002,0.46215420000000001,0.49483144000000001,0.47511744,0.32441267000000001,0.45994755999999998,0.66998725999999997,0.38328763999999999,0.48628104,0.69555520000000004]
["2006-11-01",0.82522594999999999,0.95200320000000005,0.76349690000000003,0.85822690000000001,0.87538649999999996,0.79742974,0.86142790000000002,0.55359703000000005,0.82204259999999996,1.0289016,0.70626679999999997,0.83730329999999997,1.0131060000000001]
["2006-11-02",0.41439018,0.49309564,0.32700035,0.41882995000000001,0.45915790000000001,0.36359116000000002,0.46078229999999998,0.15876019,0.37598732000000001,0.52892050000000002,0.31477939999999999,0.45447156,0.62216777000000001]
["2006-11-09",0.32136746999999999,0.45323625000000001,0.16922359000000001,0.36268089999999997,0.40293413,0.22084558000000001,0.36346176000000002,0,0.25035304000000003,0.52516425,0.15334617,0.34654254000000001,0.58013563999999995]
["2006-11-13",0.64204779999999995,0.71275884,0.75300323999999996,0.60475665000000001,0.60778069999999995,0.7736381,0.711364,0.65658634999999999,0.69803079999999995,0.77780139999999998,0.68270653000000003,0.73044615999999996,0.98659350000000001]
["2006-11-18",0.17267655000000001,0.2642948,9.6768960000000001E-2,0.21378929999999999,0.23830921999999999,0.14486246,0.22961302,0,0.10734579,0.34678609999999999,7.4528360000000002E-2,0.24929947999999999,0.53702450000000002]
["2006-11-19",0.14906904000000001,0.2212518,5.4755132999999998E-2,0.16040175000000001,0.21488728000000001,9.9026530000000001E-2,0.2092938,0,6.2599550000000004E-2,0.27260180000000001,6.3493880000000003E-2,0.23164000000000001,0.33608929999999998]
["2006-11-24",0.37848412999999997,0.40706342000000001,0.34579260000000001,0.39960607999999997,0.39219543000000001,0.3721411,0.35903013,0.33441500000000002,0.38388141999999997,0.46216425,0.36235954999999997,0.38880616000000001,0.49002754999999998]
["2006-11-27",0.43192819999999998,0.46434579999999998,0.46502490000000002,0.43117529999999998,0.43609705999999998,0.48259804000000001,0.46215265999999999,0.40373766,0.44562024,0.5082508,0.4428472,0.49051433999999999,0.57348007000000001]
["2006-12-05",0.84948290000000004,0.89200880000000005,1.0796631999999999,0.76440585000000005,0.79041720000000004,1.0730519999999999,1.0000344999999999,0.99831570000000003,0.92879199999999995,0.92145999999999995,1.0113635000000001,1.0143196999999999,1.5443036999999999]
["2006-12-06",0.82452009999999998,0.89910590000000001,0.74172645999999998,0.86756270000000002,0.88403580000000004,0.79198055999999994,0.823349,0.63076043000000004,0.79412510000000003,0.99194669999999996,0.74262550000000005,0.85640320000000003,0.8639521]
["2006-12-11",1.9145671E-2,6.4743469999999997E-2,8.0612310000000006E-2,3.2846645000000001E-2,1.3991712999999999E-2,7.1582116000000001E-2,3.5848963999999997E-2,3.7674411999999997E-2,5.7406520000000003E-2,0.1030127,3.3334117000000003E-2,3.1435142999999999E-2,0.48618929999999999]
["2006-12-15",0.61639049999999995,0.69085779999999997,0.7565653,0.53976400000000002,0.5423772,0.77822950000000002,0.69803689999999996,0.68710819999999995,0.715646,0.74439937,0.69386250000000005,0.71146244000000003,0.76303715000000005]
["2006-12-22",0,0,0,1.8717092000000001E-2,2.7322918000000002E-2,0,0,0,0,0,0,0,0]
["2006-12-23",0,5.9926479999999997E-2,0,6.2453464E-2,4.4210265999999998E-2,0,0,0,3.4816645E-2,0.10407667600000001,0,0,0]
["2006-12-28",4.7102067999999997E-2,3.4175909999999997E-2,3.2881540000000001E-2,3.8025226000000002E-2,5.4114179999999998E-2,5.1821846999999997E-2,4.5591522000000002E-2,3.5115649999999998E-2,3.4551445E-2,4.1640789999999997E-2,5.3154673E-2,7.5409080000000003E-2,2.9412713E-2]
["2007-01-02",0.51725290000000002,0.56100079999999997,0.54857219999999995,0.49473444,0.52199899999999999,0.56651759999999995,0.57315990000000006,0.44858700000000001,0.52115789999999995,0.6033946,0.52382139999999999,0.60350219999999999,0.56064360000000002]
["2007-01-07",0.27868018,0.30036839999999998,0.35624430000000001,0.23580033,0.24991526,0.35922969999999999,0.31931478000000002,0.32223484000000002,0.31565320000000002,0.38873429999999998,0.33266046999999999,0.34217799999999998,0.611931]
["2007-01-09",0.82553065000000003,0.9071226,1.0050621,0.74754447000000002,0.75165950000000004,0.99601090000000003,0.91635999999999995,0.90534959999999998,0.93394820000000001,0.94739320000000005,0.90916799999999998,0.90385360000000003,1.2629946000000001]
["2007-01-14",0.21864897,0.32768992000000002,0.19507954,0.23504700000000001,0.25858614000000002,0.23525766000000001,0.27940702000000001,2.1642562000000001E-2,0.20370223000000001,0.40660940000000001,0.13975154000000001,0.29210760000000002,0.68677500000000002]
["2007-01-19",0.55177140000000002,0.6398568,0.62998324999999999,0.55527499999999996,0.54787220000000003,0.63148296000000004,0.60671109999999995,0.50599349999999998,0.59252167,0.69984937000000003,0.54807539999999999,0.58574599999999999,0.97323079999999995]
["2007-01-21",1.1100295,1.1474597,0.92147210000000002,1.1560655,1.1917800999999999,0.97459130000000005,1.069766,0.82941370000000003,1.0401887999999999,1.2161354,0.99008050000000003,1.0988415,0.76014035999999996]
["2007-01-26",0.1795573,0.20398348999999999,0.19186120000000001,0.18081231,0.18435747999999999,0.21457904999999999,0.18745371999999999,0.14958103,0.19301570000000001,0.23883594999999999,0.17155844000000001,0.20662053999999999,0.33276719999999999]
["2007-01-31",0.19752279,0.27060030000000002,0.20346022,0.14625092000000001,0.22064022999999999,0.21749389999999999,0.28543479999999999,6.2591460000000002E-2,0.1617721,0.28476553999999998,0.16898940000000001,0.29339359999999998,0.40027671999999997]
["2007-02-05",0.16132033000000001,0.153248,0.10114217,0.20893999999999999,0.20996061999999999,0.11106998,0.121452026,9.9270806000000003E-2,0.13240162999999999,0.18393109999999999,0.12329345999999999,0.14145392000000001,0.21609982999999999]
["2007-02-08",0.37369249999999998,0.35790630000000001,0.24575843,0.43922535000000001,0.44146449999999998,0.26720654999999999,0.29968267999999998,0.24950695000000001,0.32560099999999997,0.39649093000000002,0.30327233999999997,0.32696077000000001,0.25049719999999998]
["2007-02-12",0.63883880000000004,0.59810419999999997,0.58196179999999997,0.64638746000000002,0.67769990000000002,0.59660429999999998,0.60776779999999997,0.58899219999999997,0.59806590000000004,0.60959920000000001,0.63579965000000005,0.65151879999999995,0.47160380000000002]
["2007-02-17",0.47214793999999999,0.53480340000000004,0.36472890000000002,0.49417879999999997,0.52290446000000002,0.39847042999999999,0.44979754,0.31770150000000003,0.43030765999999998,0.59821415,0.38975579999999999,0.4577813,0.33539259999999999]
["2007-02-22",0.25152475000000002,0.26036843999999998,0.21641298,0.29912037000000002,0.28640874999999999,0.22811960000000001,0.21900269999999999,0.20659959999999999,0.24242547,0.30338844999999998,0.22465718000000001,0.23540085999999999,0.29872169999999998]
["2007-02-27",0.20865929999999999,0.22273153000000001,0.22629662,0.23696922000000001,0.22856307000000001,0.22326034,0.20098013000000001,0.19454805999999999,0.21705911999999999,0.24654799999999999,0.20113896000000001,0.20096249999999999,0.38889918000000001]
["2007-03-03",1.0973439,1.0802993999999999,0.98480409999999996,1.1186640999999999,1.1710874,0.99680489999999999,1.0756648,0.92318270000000002,1.0252717,1.0927560000000001,1.0407898,1.09727,0.75962733999999998]
["2007-03-06",0.72397789999999995,0.77877859999999999,1.1355421999999999,0.34978791999999997,0.55999549999999998,1.0536605999999999,0.98995750000000005,0.95732819999999996,0.86889300000000003,0.72630110000000003,0.97079190000000004,0.95400180000000001,1.4884714999999999]
["2007-03-11",1.2838689999999999,1.4401664000000001,1.4339914,1.1162570000000001,1.2613767,1.3943650000000001,1.5147170000000001,1.1316105000000001,1.298365,1.3879904999999999,1.3057656,1.4175332,1.8078822000000001]
["2007-03-16",1.3721760000000001,1.5131433000000001,1.5455623999999999,1.2161573999999999,1.2908158000000001,1.5421902000000001,1.5780588,1.3143038,1.4473438000000001,1.5308917,1.4412067,1.5297376,1.8427887999999999]
["2007-03-17",1.3183355000000001,1.4208745,1.5696481,1.1708301999999999,1.2101948,1.5423104000000001,1.4895444,1.4082661999999999,1.4435591999999999,1.4450676,1.450628,1.4623253000000001,1.8402054000000001]
["2007-03-23",0.74999420000000006,0.57603110000000002,0.7234138,0.82602299999999995,0.79993930000000002,0.71412209999999998,0.7112501,0.69311920000000005,0.54310316000000003,0.65322566000000004,0.7214661,0.71667519999999996,0.80467370000000005]
["2007-03-28",1.4501132999999999,1.4493729,1.4503893999999999,1.2854158,1.4244931999999999,1.4380302,1.6057371,1.3351735,1.3891720000000001,1.3727111999999999,1.5073211,1.5893972999999999,1.1356208000000001]
["2007-04-02",2.4681652000000001,2.427076,2.4232895000000001,2.3248280000000001,2.518891,2.4053206,2.5993569999999999,2.3017707000000001,2.3415781999999998,2.3443155,2.5286111999999998,2.6245631999999999,1.7798162]
["2007-04-04",1.918426,1.9124227,1.6513909,2.0092340000000002,2.080273,1.6735690000000001,1.8179498000000001,1.6082344,1.7881119999999999,1.9449380000000001,1.7749239999999999,1.8245414,1.4720698999999999]
["2007-04-09",2.0193028000000002,2.1925251000000001,2.0419233000000001,1.9855124,2.0163479999999998,2.0532526999999998,2.1075552000000002,1.8484228,2.0744313999999999,2.2585275,1.9703835999999999,2.0231520000000001,2.1366749999999999]
["2007-04-14",2.5874647999999998,2.5175269999999998,2.4327779999999999,2.5252737999999999,2.6938645999999999,2.4096823000000001,2.6408775000000002,2.3397214000000002,2.4218666999999998,2.4225693000000001,2.5526886000000002,2.6191358999999999,1.7444489999999999]
["2007-04-19",2.8400835999999998,3.0321471999999998,3.0031544999999999,2.729257,2.8226295000000001,2.9724805000000001,3.0576686999999998,2.6969976,2.9096139999999999,3.0440833999999999,2.8664052,2.9128897,3.1383133000000001]
["2007-04-20",2.2505155000000001,2.3180504000000002,2.3089569999999999,2.1792604999999998,2.2372407999999999,2.3020759000000002,2.344382,2.2076756999999998,2.2750313000000002,2.3262637000000002,2.310676,2.3325437999999998,2.3910040000000001]
["2007-04-27",1.9510624000000001,1.9002364,1.8932831999999999,1.9188993999999999,1.9922915999999999,1.8692846000000001,1.9553041,1.8949198,1.8870317999999999,1.8694109999999999,1.9862796,1.9813828,1.5482492000000001]
["2007-05-01",4.3085446000000003,4.3441960000000002,4.3343625000000001,4.1526731999999997,4.3093376000000001,4.3287040000000001,4.4458226999999999,4.1761600000000003,4.2798590000000001,4.3098900000000002,4.3870880000000003,4.4356546000000003,3.4305539999999999]
["2007-05-06",1.3121992,1.5048488,1.8405990000000001,1.0814215,1.0835699000000001,1.7861316,1.5983632000000001,1.6326969,1.5870687000000001,1.5266271,1.5755062,1.5358361,2.4085516999999999]
["2007-05-07",1.231069,1.290856,1.6343734999999999,1.022327,1.0724712999999999,1.5376422000000001,1.4670367,1.5146255,1.3771804999999999,1.2249353000000001,1.4836057,1.4221163999999999,1.8117030000000001]
["2007-05-11",1.6991814000000001,1.7618273,1.7693268,1.6698052000000001,1.6750133,1.7288060000000001,1.7390858,1.6919146,1.7601093999999999,1.7635862,1.7295138000000001,1.6826863999999999,1.5946069]
["2007-05-18",2.0028459999999999,2.2299595000000001,2.5136628000000001,1.8167872,1.8114163999999999,2.3786239999999998,2.2738000999999999,2.2446541999999998,2.2798530000000001,2.1886652,2.2012540999999999,2.0913187999999998,3.4835408000000001]
["2007-05-23",3.9405344000000002,4.0468440000000001,3.8996089,3.8306559999999998,3.9104652,3.9349875000000001,4.0321527000000001,3.8163433000000002,3.9745363999999999,4.027596,3.9532275000000001,3.9355009000000001,3.6612290999999999]
["2007-05-24",3.7232313000000001,3.8037217000000001,3.2793480000000002,4.0380779999999996,3.9768956000000002,3.3955015999999998,3.4695360000000002,3.2487349999999999,3.6035693000000002,3.9843752000000001,3.3818730000000001,3.4307500000000002,2.7308753000000001]
["2007-05-29",2.6287786999999998,2.4586663,2.5607586000000002,2.5603322999999998,2.6928649999999998,2.5290944999999998,2.642506,2.6249842999999999,2.4893014,2.3644373000000001,2.7336830000000001,2.7025397,1.686993]
["2007-06-04",1.9681005,2.0630066,2.2498611999999998,1.8804969,1.8796576,2.1767050000000001,2.1161884999999998,2.1327348000000002,2.0949075000000001,2.0606859000000002,2.1160424,2.0712185000000001,2.4556855999999998]
["2007-06-09",2.4696164,2.6552199999999999,2.7225792000000002,2.4984145,2.4246623999999999,2.6746279999999998,2.5699264999999998,2.5461914999999999,2.6327107000000001,2.7062797999999999,2.5100167,2.4834857000000001,3.1003305999999999]
["2007-06-10",2.3244015999999998,1.9973886000000001,2.4201986999999998,2.0806556,2.3151267,2.3422961,2.4615947999999999,2.5778696999999999,2.131284,1.7730113999999999,2.6322800000000002,2.5846171,1.4555088]
["2007-06-15",2.6278944000000002,2.8129928,2.7235396000000001,2.5589355999999999,2.523021,2.7076595000000001,2.7086277000000001,2.6319702,2.7917955000000001,2.8568766000000001,2.6654779999999998,2.6004912999999998,2.5104489999999999]
["2007-06-21",3.3807432999999998,3.5706348000000001,3.2361803,3.5946596,3.4926620000000002,3.2432227,3.2421353000000002,3.0631042000000002,3.4552752999999998,3.6804939999999999,3.1314695000000001,3.0812460000000002,3.7965583999999999]
["2007-06-26",2.2443019999999998,2.2194609999999999,2.5150187000000002,2.0507882,2.1405227,2.4917764999999998,2.414917,2.4470160000000001,2.3102236,2.2137730000000002,2.470736,2.4771131999999998,2.2243501999999999]
["2007-06-27",2.0247307000000001,2.0037908999999998,2.1259885000000001,2.0155439999999998,2.0469483999999998,2.1116570000000001,2.0534146,2.0473091999999999,2.0308025000000001,2.0387870000000001,2.0726564000000001,2.0757550999999999,2.2691528999999999]
["2007-07-02",2.0183673,2.1526999999999998,2.0079503000000001,2.1163707,2.0433110000000001,1.9933613999999999,1.9752448,1.9021887,2.0995876999999998,2.2458863,1.9298865999999999,1.8970984,2.1396518000000002]
["2007-07-05",2.0453619999999999,2.1481783000000001,2.1359650000000001,2.0878283999999998,2.0524749999999998,2.1045162999999998,2.0504403,1.9925219999999999,2.1351108999999999,2.2104710000000001,2.0087096999999998,1.9739310000000001,2.6021025]
["2007-07-13",2.3020565999999998,2.3881730000000001,2.1762172999999998,2.3603939999999999,2.3308396,2.2325008,2.2313459999999998,2.1406429999999999,2.3346629999999999,2.4851245999999998,2.194769,2.2033689999999999,2.1301559999999999]
["2007-07-14",2.7385752000000001,2.9208599999999998,3.1266536999999999,2.6470739999999999,2.6216716999999998,3.0917473000000002,2.9261292999999999,2.9025571000000001,2.9511099999999999,3.0146326999999999,2.8785522000000001,2.8515058,3.8663162999999998]
["2007-07-19",3.2141546999999999,3.3439320000000001,2.8278327000000001,3.5894845000000002,3.4684667999999999,2.9247513000000001,2.9372406,2.7441018000000001,3.1464002,3.5179927000000002,2.8349345000000001,2.8861176999999998,2.5890447999999999]
["2007-07-23",1.2662450000000001,0.74455386000000001,1.3210458,0.70420985999999997,1.2633094,1.2984758999999999,1.2819415000000001,1.272294,1.2891049999999999,0.79629486999999999,1.2779185,1.2577822999999999,1.5659662000000001]
["2007-07-30",3.1795300000000002,3.3190274,3.3330015999999998,3.1354484999999999,3.1559870000000001,3.3373705999999999,3.2966795000000002,3.1528502,3.2758229000000001,3.3867984,3.2276544999999999,3.2448071999999999,3.591628]
["2007-07-31",3.2917380000000001,3.3501216999999999,3.3661249999999998,3.2490290000000002,3.3178873000000002,3.4088020000000001,3.3874216000000001,3.2142629999999999,3.3028116000000001,3.3962159999999999,3.3161464,3.3795747999999999,3.7376976000000002]
["2007-08-05",3.9970889999999999,4.2388700000000004,4.3227310000000001,3.8931214999999999,3.9518805000000001,4.3269919999999997,4.2549223999999999,3.9660340000000001,4.1608790000000004,4.3232774999999997,4.0615753999999997,4.0862594000000003,5.1351247000000004]
["2007-08-10",3.0001044000000001,3.0086913000000002,3.3669305,2.654738,2.8441222000000002,3.3586347000000001,3.3463921999999999,3.1609029999999998,3.0753488999999998,2.8953587999999999,3.2687284999999999,3.3191478000000001,3.4533836999999998]
["2007-08-15",1.8883893,1.9920268000000001,1.8906620000000001,1.86514,1.8552552,1.8985240000000001,1.9055827999999999,1.8307032999999999,1.9617712,2.0514299999999999,1.8787571999999999,1.8687278,1.8405081999999999]
["2007-08-17",2.2999504000000002,2.3636903999999999,2.3089065999999998,2.2999999999999998,2.3227617999999999,2.3618798000000001,2.3165749999999998,2.1994052000000002,2.3253615000000001,2.4480271,2.2688415000000002,2.3250902,2.5365850000000001]
["2007-08-22",0.44373864000000002,0.37045034999999998,0.8633845,0.1945441,0.29641761999999999,0.79927987,0.71239023999999995,0.86890330000000005,0.49007925000000002,0.29038881999999999,0.82499020000000001,0.83268916999999998,0.83645709999999995]
["2007-08-27",2.4590795000000001,2.5790869999999999,2.4941673,2.3899249999999999,2.4672208000000002,2.5353775000000001,2.5668874000000002,2.3102697999999999,2.4792597000000001,2.6201327000000001,2.4386646999999999,2.530281,2.6511830000000001]
["2007-09-02",1.8196882000000001,1.9624162000000001,1.9422482999999999,1.7513030000000001,1.7499088,1.977792,1.9111689999999999,1.8057589999999999,1.9362645999999999,2.0531299999999999,1.8459104,1.8868278000000001,2.1136959000000002]
["2007-09-03",2.2667196000000001,2.3446387999999998,2.2776499000000001,2.2640707,2.2990672999999999,2.3232694,2.3024075000000002,2.1242260000000002,2.2855666000000001,2.4103525000000001,2.2216547000000002,2.303944,2.4697182]
["2007-09-08",1.3017873,1.3350464,1.3012389,1.2881853999999999,1.3042876000000001,1.3446825,1.3257787000000001,1.2727515,1.3042081999999999,1.3844609999999999,1.3154944,1.3730404,1.1865759]
["2007-09-13",1.6736006000000001,1.785234,1.7478468,1.5417289999999999,1.6378089,1.7821408999999999,1.8581984,1.5507367999999999,1.6843843000000001,1.7872444000000001,1.7044041999999999,1.821609,1.8775042]
["2007-09-18",2.1727793000000002,2.2866569000000001,2.1479034000000001,2.1336295999999999,2.2125542,2.1894653000000002,2.2542970000000002,1.9086276,2.1708259999999999,2.3439975,2.0957127,2.2235640999999999,2.4709167000000001]
["2007-09-20",1.2245699999999999,1.3320342000000001,1.4542927999999999,1.1589304,1.1515055999999999,1.4370537999999999,1.3415872,1.3167952999999999,1.346554,1.3764103999999999,1.3109341999999999,1.3148234000000001,1.9303944]
["2007-09-25",1.3138034000000001,1.3390770999999999,1.2121964999999999,1.3226443999999999,1.3842137000000001,1.2309299,1.3154238,1.1225718,1.2493908,1.3669817,1.2417305000000001,1.3173735,1.1956255]
["2007-09-30",0.9912647,1.0739745999999999,0.9637869,0.99291439999999997,1.0137906999999999,0.99156699999999998,1.0162659999999999,0.86568230000000002,0.98872289999999996,1.1225139,0.93956309999999998,0.99923300000000004,1.1844859999999999]
["2007-10-05",0.98609729999999995,1.0339883999999999,0.93467299999999998,0.95057820000000004,1.0119092000000001,0.96514820000000001,1.0684973,0.79714600000000002,0.93891089999999999,1.0678337,0.95274519999999996,1.0755303000000001,0.83924330000000003]
["2007-10-09",0.30087370000000002,0.31211707,0.37412640000000003,3.2236036000000003E-2,0.27618194000000001,0.36003239999999997,0.34298279999999998,0.35327268000000001,0.32502636000000001,7.7753020000000006E-2,0.34784636000000002,0.34172390000000002,0.34074463999999999]
["2007-10-12",0.26948386000000002,0.28781099999999998,0.30343126999999998,0.26377958000000001,0.25802522999999999,0.30657445999999999,0.28747296,0.28629073999999999,0.2870663,0.29690883000000001,0.27827059999999998,0.28213114,0.31909999999999999]
["2007-10-17",0.90395700000000001,0.96153409999999995,0.91045860000000001,0.83635426000000002,0.90091679999999996,0.92148240000000003,0.99527399999999999,0.76916516000000001,0.89081399999999999,0.97504279999999999,0.89964330000000003,0.99534080000000003,1.2077017999999999]
["2007-10-22",0.34852835999999998,0.36352200000000001,0.31831496999999997,0.38846478000000001,0.37343507999999997,0.35613867999999999,0.32565864999999999,0.31045561999999999,0.34589263999999997,0.43457403999999999,0.32788225999999998,0.36659930000000002,0.44373056]
["2007-10-27",0.44015545,0.49297990000000003,0.45571074,0.44920450000000001,0.44274306000000002,0.49003883999999998,0.44537063999999998,0.41193544999999998,0.46812389999999998,0.56392560000000003,0.42637165999999999,0.46645120000000001,0.612012]
["2007-10-29",0.37291091999999998,0.41563755000000002,0.37605578000000001,0.34872500000000001,0.37204350000000003,0.40770205999999998,0.43669703999999998,0.26455244,0.36575168000000002,0.44668424000000001,0.3581222,0.45789614000000001,0.50730940000000002]
["2007-11-03",0.23260665,0.27885035000000002,0.14624502,0.26444054,0.28494059999999999,0.17752731999999999,0.25156644,3.5393139999999997E-2,0.18224387,0.32372856,0.14418528999999999,0.26138914000000002,0.30512790000000001]
["2007-11-08",0.69806886000000001,0.75183964000000003,0.7100284,0.7442242,0.72104495999999996,0.74003079999999999,0.67935449999999997,0.64323836999999995,0.73114853999999996,0.83897949999999999,0.66403330000000005,0.69696749999999996,0.94090510000000005]
["2007-11-09",1.1531293,1.3060608,1.0608462999999999,1.2434037,1.2393753999999999,1.1018186000000001,1.1475044000000001,0.84499400000000002,1.1485296,1.4158055000000001,0.99387360000000002,1.1220262999999999,1.6793275999999999]
["2007-11-14",0.33880519999999997,0.35201532000000002,0.28426639999999997,0.33559040000000001,0.36822002999999998,0.32073953999999999,0.35139485999999998,0.21716708000000001,0.30465120000000001,0.37325996,0.30128598000000001,0.38425237000000001,0.54104154999999998]
["2007-11-20",0,0,0,0,0,0,0,0,0,5.7879492999999997E-2,0,0,0]
["2007-11-25",0.34333232000000002,0.38123142999999998,0.31402249999999998,0.38769323,0.37016016000000002,0.35507201999999999,0.32901575999999999,0.25073580000000001,0.35055180000000002,0.45569690000000002,0.29712892000000002,0.36109108000000001,0.60512509999999997]
["2007-11-26",0.13804901999999999,0.23515817999999999,9.2588290000000004E-2,0.22706923000000001,0.18025817,0.15163151999999999,9.7741960000000003E-2,3.3372565999999999E-2,0.16736007999999999,0.36115253000000003,4.9322598000000002E-2,0.11048239999999999,0.53200199999999997]
["2007-12-03",0.57865120000000003,0.65729800000000005,0.51378464999999995,0.616614,0.61771536000000005,0.55053629999999998,0.58948420000000001,0.39563456000000002,0.56662420000000002,0.72880535999999996,0.50199039999999995,0.60082685999999996,0.48231374999999999]
["2007-12-07",0.91364679999999998,1.0051201999999999,0.96748400000000001,0.87973619999999997,0.89247449999999995,0.98620169999999996,0.96104409999999996,0.86666969999999999,0.96875279999999997,1.0734234,0.92465819999999999,0.96752110000000002,0.87095210000000001]
["2007-12-12",0,0,0,0,0,0,0,0,0,0,0,0,0]
["2007-12-13",0,1.9521024000000001E-2,0,3.0379862000000001E-2,3.3574185999999999E-2,0,0,0,0,9.8371230000000004E-2,0,0,1.6425907999999999E-2]
["2007-12-21",0,0,0,0,0,0,0,0,0,0,0,0,0]
["2007-12-24",1.015288E-2,3.3593169999999999E-2,7.2386110000000004E-2,0,0,7.3438840000000005E-2,4.4814340000000001E-2,5.3395007000000001E-2,3.7741017000000002E-2,5.6964612999999997E-2,5.4067455E-2,6.2917693999999996E-2,0.10735763]
["2007-12-29",0.5722756,0.62902199999999997,0.53979116999999999,0.55285070000000003,0.60465409999999997,0.55002474999999995,0.63140344999999998,0.40367416,0.53006565999999999,0.6475128,0.53288040000000003,0.63431656000000003,0.62809145]
["2007-12-30",0.16385269999999999,0.21720012999999999,9.8628170000000001E-2,0.25274851999999998,0.21269821999999999,0.15771109999999999,0.11624823500000001,4.2895183000000003E-2,0.1680992,0.32393430000000001,7.0411199999999993E-2,0.14121869000000001,6.2463086000000001E-2]
["2008-01-04",6.8019629999999998E-2,9.3275700000000003E-2,1.6645923E-2,0.11374421999999999,9.6511369999999999E-2,2.5783097000000001E-2,2.901283E-2,7.7800739999999997E-3,6.7865915999999998E-2,0.13371503000000001,2.5767159000000001E-2,2.8906615E-2,0.13560857000000001]
["2008-01-08",0.31416094,0.34467061999999998,0.36438417000000001,0.24195485,0.30534097999999998,0.36694480000000002,0.33330493999999999,0.32191029999999998,0.34697549999999999,0.37719983000000001,0.33547333000000001,0.34210225999999999,0.4587193]
["2008-01-15",0.13562136999999999,0.17791752999999999,0.1793003,0.13451608000000001,0.12337645,0.17139576000000001,0.15183911999999999,0.14477915999999999,0.17448242999999999,0.20538951,0.15281473000000001,0.143842,0.19892438000000001]
["2008-01-16",9.7607379999999994E-2,0.12903628,4.6593820000000001E-2,0.10866201,0.11883792,8.7419129999999998E-2,0.111385226,0,7.1569289999999994E-2,0.17118399000000001,5.9919156000000001E-2,0.13964710999999999,8.9984975999999994E-2]
["2008-01-21",0.44294146000000001,0.50119406,0.62633203999999998,0.32925265999999997,0.34729826000000003,0.61618569999999995,0.55599874000000005,0.56662729999999994,0.54170143999999998,0.5130169,0.56426483000000005,0.55626019999999998,0.38396754999999999]
["2008-01-27",7.3269029999999999E-2,0.15885611999999999,8.6835999999999997E-2,4.6684722999999997E-2,8.7745320000000002E-2,8.3995834000000005E-2,0.16562035999999999,0,6.0159740000000003E-2,0.17094877,2.5662600000000001E-2,0.13325292,0.4765566]
["2008-02-01",1.0599407000000001,1.129934,1.0930002000000001,1.0129219,1.0693516999999999,1.0959327999999999,1.1357676999999999,0.92020559999999996,1.0644530999999999,1.1671969,1.0437567999999999,1.1322121999999999,1.2235035000000001]
["2008-02-02",0.69549983999999998,0.79341865,0.64961329999999995,0.68366647000000003,0.72844980000000004,0.68681519999999996,0.74086266999999995,0.50106609999999996,0.67316759999999998,0.85015300000000005,0.62532370000000004,0.74312959999999995,0.74951029999999996]
["2008-02-07",0.22231624999999999,0.28425813,0.28336899999999998,0.21907299999999999,0.22218589999999999,0.28860216999999999,0.24967500000000001,0.21487819999999999,0.25805489999999998,0.33184212000000002,0.22188759999999999,0.24069146999999999,0.63372649999999997]
["2008-02-14",0.32409086999999998,0.31193880000000002,0.16942045,0.34296349999999998,0.35077851999999998,0.18859819999999999,0.3007068,0.28952986000000003,0.30699322000000001,0.33559879999999997,0.3148012,0.32742863999999999,0.166571]
["2008-02-18",0.53574960000000005,0.58808320000000003,0.33155449999999997,0.54747080000000004,0.64675930000000004,0.36909199999999998,0.55548626000000001,0.19885936000000001,0.39409499999999997,0.62608739999999996,0.39752883,0.56618464000000002,0.22953296000000001]
["2008-02-19",0.47982540000000001,0.45160939999999999,0.25728395999999998,0.52569250000000001,0.59104000000000001,0.28435048000000002,0.41042804999999999,0.25861514000000002,0.35068798000000001,0.47495474999999998,0.37504414000000003,0.46439406,7.1559890000000001E-2]
["2008-02-24",0.61749655000000003,0.71195620000000004,0.65839833000000003,0.61582999999999999,0.60811645000000003,0.67660520000000002,0.64672079999999998,0.56794449999999996,0.66394260000000005,0.77808540000000004,0.59919009999999995,0.63557540000000001,0.95300309999999999]
["2008-02-29",0.45386744000000001,0.50793440000000001,0.51177245000000005,0.4473105,0.43915389999999999,0.49795085,0.47359455,0.45201495000000003,0.50295984999999999,0.53611284000000003,0.46395164999999999,0.45147484999999998,0.62810840000000001]
["2008-03-03",1.3141046000000001,1.4425228999999999,1.3015542,1.30497,1.3397429000000001,1.3154330999999999,1.3629983999999999,1.1232778999999999,1.3336713,1.5189611999999999,1.2478020000000001,1.3244501,1.4980416000000001]
["2008-03-07",1.3678926,1.4584211,1.5521301000000001,1.2504420999999999,1.3102026,1.5462294000000001,1.5272479999999999,1.3589097000000001,1.4369597000000001,1.496332,1.4518458000000001,1.5192508,1.9857372]
["2008-03-12",2.2699180000000001,2.3662529999999999,2.3684185000000002,2.2036660000000001,2.2453508000000002,2.3429790000000001,2.3487463000000002,2.2074125000000002,2.3432502999999998,2.4229012000000001,2.3183258000000002,2.3267136000000002,2.3798089999999998]
["2008-03-17",1.0539442999999999,1.0776649,1.0035803000000001,1.1135739,1.1047435999999999,1.0476453999999999,1.007204,0.96531100000000003,1.0480417,1.1625802999999999,1.0102344999999999,1.0603906999999999,1.1003782]
["2008-03-22",0.75031170000000003,0.73327637000000001,0.83806610000000004,0.73792325999999997,0.76233260000000003,0.78861859999999995,0.79693939999999996,0.80030789999999996,0.74383670000000002,0.73351880000000003,0.83579210000000004,0.82132850000000002,0.98843449999999999]
["2008-03-24",0.82025939999999997,0.87030149999999995,0.84554960000000001,0.85224239999999996,0.8506475,0.82999283000000001,0.82237110000000002,0.7690032,0.83305669999999998,0.90014720000000004,0.80122214999999997,0.80707390000000001,1.0759131]
["2008-03-29",1.3481892,1.4393969,1.3871378999999999,1.3630548,1.3550187,1.3627094,1.3588188999999999,1.2719417,1.4084387,1.4916464,1.3246001000000001,1.307266,1.7325410000000001]
["2008-04-03",1.5598713,1.6665349,1.3394288999999999,1.6776716,1.6712553999999999,1.3949343000000001,1.4450151,1.2993132000000001,1.5221928,1.7355084000000001,1.3865498000000001,1.4408259999999999,1.4537758000000001]
["2008-04-09",1.7978384000000001,1.9039090000000001,1.7337104000000001,1.7863051999999999,1.8483478,1.7466790000000001,1.8488338,1.5880418999999999,1.7740666,1.9320447000000001,1.7280945000000001,1.7856449999999999,1.7449516]
["2008-04-10",1.5708409999999999,1.5740645,1.6326970999999999,1.5112425,1.5821734999999999,1.6518762,1.6442488,1.5221905,1.5626842999999999,1.6082795000000001,1.6014402999999999,1.6550708999999999,1.8882418000000001]
["2008-04-15",2.1114410000000001,2.1740043,1.9775731999999999,2.0961308000000001,2.1861584000000001,1.9714529999999999,2.1371476999999999,1.8686856000000001,2.049309,2.1705022,2.0392244000000002,2.0739209999999999,1.8811328]
["2008-04-20",1.4209841000000001,1.3976777,1.2329661999999999,1.4422075000000001,1.4765763000000001,1.2399530000000001,1.3462050999999999,1.266149,1.3559486000000001,1.3820113000000001,1.3554989,1.3532200999999999,0.93821259999999995]
["2008-04-25",1.5854417000000001,1.6881436000000001,1.681494,1.5429138,1.5409172,1.6872704000000001,1.6419044,1.5816222,1.6760379000000001,1.7372742000000001,1.6092247,1.6003592,1.7931969999999999]
["2008-04-27",1.6719824999999999,1.8009092,1.8138852000000001,1.6673899000000001,1.6324253,1.8362354000000001,1.7285421999999999,1.6733138999999999,1.7953600000000001,1.9182606,1.6789387,1.6925361999999999,2.2334610000000001]
["2008-05-02",2.206928,2.1122372,2.132279,2.1809769000000001,2.2983832,2.0762382000000001,2.2099769999999999,2.0989776,2.0930605,2.018052,2.2041917,2.1602869999999998,2.0709941000000001]
["2008-05-07",4.2912574000000001,4.3698034000000003,4.1393155999999998,4.3842439999999998,4.4282430000000002,4.1579819999999996,4.2794647000000001,3.9802179999999998,4.2301164,4.4407066999999998,4.1699590000000004,4.2142939999999998,3.5231143999999999]
["2008-05-12",4.3214129999999997,4.2939625000000001,4.2964229999999999,4.209587,4.3522179999999997,4.3172207,4.4188289999999997,4.2137865999999997,4.2579947000000002,4.2703785999999999,4.3908353,4.4415370000000003,3.1587193]
["2008-05-16",1.0878490999999999,1.0500152,1.1378545,0.53984725,1.0798095000000001,1.1021559000000001,1.1159967,1.1243011999999999,1.0799544999999999,0.99375760000000002,1.1410199999999999,1.1202761000000001,1.2410557]
["2008-05-19",2.5424093999999999,2.6458737999999999,2.3661336999999998,2.7437916000000002,2.6744020000000002,2.3849200000000002,2.4115324,2.2944243000000002,2.5340948000000001,2.7660719999999999,2.3842572999999998,2.3892704999999999,2.5966038999999999]
["2008-05-24",3.5431615999999999,3.5733948,3.6029344000000001,3.4258568,3.4985852,3.5871900000000001,3.6282420000000002,3.5495565,3.5817882999999999,3.5645592000000001,3.6553783000000002,3.6348736000000001,2.9885411]
["2008-05-29",1.5758673999999999,1.4844955,1.6646434999999999,1.5398053,1.6051964999999999,1.5763465000000001,1.6150587000000001,1.6468807000000001,1.5253487999999999,1.3913502,1.6543771,1.5922179000000001,1.7614942]
["2008-05-30",1.3944384999999999,1.469041,1.4404665000000001,1.4173384,1.3760060999999999,1.4287627000000001,1.4168776999999999,1.425756,1.4436321000000001,1.5075797,1.4275612,1.4177512999999999,1.3834360000000001]
["2008-06-03",1.1743805,1.1799202,0.49620256000000001,1.3200246,1.2737341,0.47323599999999999,0.49071404000000002,0.51215356999999995,1.1199608999999999,1.1756606000000001,0.51054109999999997,0.50471900000000003,0.35893216999999999]
["2008-06-10",3.4823976000000001,3.5273764000000001,3.7801870000000002,3.3442751999999998,3.4074960000000001,3.7187800000000002,3.6707239999999999,3.6545608000000001,3.5725699999999998,3.4926170000000001,3.6777155000000001,3.6305114999999999,3.9775700000000001]
["2008-06-15",3.0283334000000002,3.1180875000000001,2.9268993999999999,3.1667862000000002,3.1178205000000001,2.9540310000000001,2.9462506999999998,2.8408362999999999,3.0452224999999999,3.1983728,2.9073907999999999,2.9095347,2.8241073999999999]
["2008-06-16",2.8869977000000002,3.0590639999999998,2.8908402999999998,3.0071089999999998,2.9250175999999999,2.8816619999999999,2.8611673999999998,2.7651205000000001,2.9818346999999998,3.1371102,2.8003507000000001,2.7538383,3.0016017000000002]
["2008-06-21",1.3856854000000001,1.4917023,1.4122941,1.4007750000000001,1.3546096000000001,1.4048929999999999,1.3948737,1.3659606,1.4659127999999999,1.5558801,1.3728012999999999,1.3511747999999999,0.96126350000000005]
["2008-06-27",2.2161979999999999,2.5222199999999999,2.5558657999999999,2.130118,2.0454232999999999,2.498176,2.3776567000000002,2.3055685000000001,2.5227067000000001,2.609836,2.2785715999999998,2.2027776000000001,3.2415283000000001]
["2008-07-02",1.8790864,1.8415764999999999,1.9750983,1.8399378,1.8793924,2.0029807000000002,1.92631,1.9488884,1.8706425,1.8779851999999999,1.955886,1.9893543,2.1936382999999999]
["2008-07-03",3.3349099999999998,3.4776864000000001,3.4186179999999999,3.3240729999999998,3.3070560000000002,3.40625,3.3900484999999998,3.2904437,3.4449736999999998,3.5094534999999998,3.3450533999999998,3.2877926999999998,3.3791856999999998]
["2008-07-10",2.6189113000000002,2.8367564999999999,2.9909298,2.509112,2.4805217000000002,2.8991425,2.8120310000000002,2.7610695000000001,2.8573439999999999,2.8498242,2.7483623000000001,2.6541374000000002,3.7868460000000002]
["2008-07-14",3.4274216000000002,3.6032516999999999,3.1672422999999998,3.5458340000000002,3.5030030000000001,3.2134844999999999,3.2970332999999998,3.0725186,3.4744999999999999,3.6858249999999999,3.1928608000000001,3.1474342000000002,3.0547624]
["2008-07-19",2.9861271,3.0668728000000001,3.1386538000000002,2.8991148,2.9262450000000002,3.1262444999999999,3.0874145,3.0287852000000002,3.0819206000000001,3.1025529999999999,3.079628,3.0633810000000001,2.8545468000000001]
["2008-07-20",3.1297630000000001,3.1698040000000001,3.2716482,3.0669162000000001,3.1021626000000002,3.283865,3.2165276999999999,3.1555057,3.1902162999999999,3.2427902,3.2180347,3.2457652000000001,2.9539970000000002]
["2008-07-25",3.7023396000000002,3.9847152000000001,3.6944596999999999,3.8622763,3.7759296999999998,3.7265600000000001,3.6531253000000001,3.4134717000000001,3.84815,4.1229529999999999,3.4731022999999999,3.4552616999999999,4.2854559999999999]
["2008-07-28",3.8768177000000001,4.0722364999999998,3.9157424000000001,3.8440656999999998,3.855766,3.9328492000000002,3.9637180000000001,3.7306444999999999,3.9777388999999999,4.1090499999999999,3.8330907999999999,3.8313107,3.5419580000000002]
["2008-08-05",1.1736192000000001,1.2194474,1.124369,1.2302234000000001,1.1984657000000001,1.1193284999999999,1.1318219,1.1030502,1.1869936000000001,1.2603347,1.1172525,1.1088164,1.3215828999999999]
["2008-08-06",2.0860002,2.1604633,1.9607998,2.2396175999999999,2.1913352000000001,2.0142164,1.9856068,1.8902454,2.0769696,2.250213,1.924031,1.9606622,2.0063740999999999]
["2008-08-11",1.9090672,1.9861774000000001,2.1098422999999999,1.8048408,1.8269861999999999,2.1396139000000001,2.0181300000000002,1.9867726999999999,2.0221597999999998,2.0510237,1.9961188000000001,2.0325717999999999,2.6535243999999998]
["2008-08-15",2.8816885999999999,2.9819833999999998,3.0141770000000001,2.7741167999999998,2.8631742,3.0111365000000001,3.0494883000000002,2.7937120000000002,2.9245405,2.9890165,2.9225129999999999,2.9620582999999998,3.2935745999999999]
["2008-08-22",1.7003746,1.784449,2.0650157999999998,1.5403699,1.5708413999999999,2.0647361000000002,1.9337363999999999,1.9172743999999999,1.8325400000000001,1.8297486999999999,1.9138744000000001,1.9663257999999999,2.2678759999999998]
["2008-08-23",2.5662780000000001,2.6279892999999999,2.5421939999999998,2.5182967000000001,2.6007596999999998,2.5984783,2.6124496000000001,2.3850281,2.5631949999999999,2.6614472999999998,2.5088263,2.5847389999999999,2.4633240000000001]
["2008-08-28",1.1210233000000001,1.2444854000000001,1.2993569,1.0951601,1.0602822000000001,1.3157239999999999,1.1983497999999999,1.1799622000000001,1.2427223000000001,1.3282605000000001,1.1542691,1.1762334999999999,1.9624220000000001]
["2008-09-03",2.2097327999999998,2.2902968000000001,2.3987571999999999,2.0562581999999998,2.1280515000000002,2.392118,2.3720762999999998,2.2436178,2.2972752999999999,2.3145392,2.3287458000000001,2.3605005999999999,2.7117420000000001]
["2008-09-08",1.3584480000000001,1.3827851,1.2884367000000001,1.3750273,1.3833054,1.3687678999999999,1.3279494999999999,1.2673970000000001,1.3533424000000001,1.4728942,1.3156996999999999,1.3899847999999999,1.1115048000000001]
["2008-09-09",1.2664905,1.3801771,1.0104724,1.4809937,1.4073351999999999,1.0561852,1.0910918000000001,0.96985770000000004,1.2384739,1.5113508,1.020032,1.0378970000000001,1.0514915]
["2008-09-14",1.9654453999999999,2.1904971999999998,1.8026226000000001,2.0686474000000001,2.0569929999999998,1.8778497999999999,1.9199250000000001,1.5946518000000001,1.9900662,2.3278607999999998,1.7311934,1.8311834,2.3187829999999998]
["2008-09-19",1.6981052000000001,1.8181426999999999,1.5129355,1.7860916,1.8021258,1.6489727000000001,1.6951080000000001,1.3368088,1.6338781,1.9816486,1.5246493000000001,1.7255259999999999,1.8138917999999999]
["2008-09-21",1.7612353999999999,1.8166253999999999,1.5667897,1.7912642000000001,1.880182,1.6411806,1.7878962,1.3910304,1.6456819,1.8854092,1.6188085000000001,1.7978894000000001,1.5167303999999999]
["2008-09-26",1.7793152000000001,1.8953983999999999,1.5335413,1.8021085999999999,1.8885365000000001,1.5946332000000001,1.7939072,1.3582212,1.6729468999999999,1.949103,1.6029583999999999,1.7688683999999999,1.3589867]
["2008-10-01",1.9383570000000001,1.9636381999999999,1.9144988000000001,1.8236886000000001,1.9347376000000001,1.9406319999999999,2.0193279999999998,1.8101815999999999,1.9100416,1.9826421999999999,1.9668972,2.0566879999999998,1.5693016]
["2008-10-06",0.45615709999999998,0.47241494000000001,0.47471994000000001,0.45873873999999998,0.46715370000000001,0.46567770000000003,0.47193790000000002,0.43217634999999999,0.45609495,0.47708299999999998,0.45035540000000002,0.46049839999999997,0.68130670000000004]
["2008-10-09",0.87827509999999998,1.0419221000000001,0.80005899999999996,0.85136330000000005,0.93799060000000001,0.81163929999999995,1.0071079999999999,0.53735189999999999,0.81159720000000002,1.0925878,0.76134080000000004,0.9300562,1.0451366]
["2008-10-13",0.46632266,0.54218259999999996,0.48457885000000001,0.4887591,0.48307260000000002,0.5057355,0.46702634999999998,0.42724635999999999,0.49182796000000001,0.58826860000000003,0.42989549999999999,0.4566578,0.75469359999999996]
["2008-10-18",0.69118299999999999,0.81446750000000001,0.66381999999999997,0.66068070000000001,0.72747709999999999,0.69499844,0.76488286000000005,0.49088325999999999,0.66657120000000003,0.86780400000000002,0.61764969999999997,0.74531020000000003,0.83543339999999999]
["2008-10-23",0.81724196999999998,0.89315310000000003,0.88536380000000003,0.82034342999999998,0.80780680000000005,0.89976279999999997,0.84153339999999999,0.80096595999999998,0.87605820000000001,0.9666439,0.82318420000000003,0.84720899999999999,1.1365689999999999]
["2008-10-28",0.28988557999999998,0.37570974000000001,0.21540365,0.25451752999999999,0.33416095000000001,0.22877107999999999,0.34917801999999998,8.5111549999999994E-2,0.22644581999999999,0.39462180000000002,0.21665277999999999,0.33461790000000002,0.56335590000000002]
["2008-10-30",0.42333915999999999,0.41283779999999998,0.39631695,0.4276433,0.44749886,0.41933933000000001,0.41967386000000001,0.37463491999999998,0.40027082000000003,0.43669163999999999,0.42097560000000001,0.46033984,0.48374230000000001]
["2008-11-04",9.4777434999999993E-2,0.10202182999999999,7.6349070000000005E-2,0.11407926,0.11650249999999999,8.0427150000000003E-2,8.9576539999999996E-2,6.8669919999999995E-2,7.6386529999999994E-2,0.116533786,8.2565230000000003E-2,9.6369973999999997E-2,8.2790900000000001E-2]
["2008-11-09",1.0497069000000001,1.0442711,0.94415000000000004,1.0626557000000001,1.0898718000000001,0.98555700000000002,1.0047253,0.9281528,1.0169386,1.0938962000000001,1.0108105000000001,1.0525142999999999,0.93537539999999997]
["2008-11-14",0.10073203,0.10468424,0.14024428,5.7323217000000003E-2,8.7833464E-2,0.16696933,0.14757043,0.10727982,9.4834920000000003E-2,0.1099197,0.13343582000000001,0.19190948999999999,0.26697890000000002]
["2008-11-15",0.38003796000000001,0.37221717999999998,0.39802587,0.32380173000000001,0.36747711999999999,0.45080769999999998,0.41583740000000002,0.37737533000000001,0.37045835999999999,0.40213644999999998,0.4138423,0.49319925999999997,0.47538744999999999]
["2008-11-21",1.1128426,1.1242785,1.0640733,1.1326792999999999,1.1589345,1.1117864,1.0893969999999999,0.98837439999999999,1.0954746,1.1889308999999999,1.0673562999999999,1.1374690000000001,1.1638222]
["2008-11-26",3.6330868000000002E-2,4.0189813999999997E-2,2.4619674000000001E-2,0,0,4.3603669999999997E-2,3.3279836E-2,1.6917954999999998E-2,3.6688850000000002E-2,5.8659059999999999E-2,3.3149034000000001E-2,5.4373875000000002E-2,0]
["2008-12-01",0.19584090000000001,0.20112821,0.15022195999999999,0.19455333,0.21391582000000001,0.17165730000000001,0.21485557999999999,7.6057516000000006E-2,0.17146130000000001,0.21333759999999999,0.16499622,0.23908493,0.13092026000000001]
["2008-12-03",0,0,0,0,0,0,0,0,0,0,0,0,0]
["2008-12-08",9.7889100000000007E-2,0.101595014,1.7789360000000001E-2,0.1498591,0.14246159999999999,5.9296756999999999E-2,5.3077520000000003E-2,5.6134174E-3,7.1187379999999995E-2,0.1554093,3.8134790000000002E-2,9.6568219999999996E-2,5.7189625000000001E-2]
["2008-12-13",0.27058335999999999,0.37319029999999997,0.17425783,0.40199968000000003,0.36183113,0.18439612999999999,0.19238754,0.13408527000000001,0.28776443000000002,0.43421320000000002,0.16937748999999999,0.16263168,0.32814844999999998]
["2008-12-18",9.5302559999999995E-2,0.11352895,0.12339675,8.6876739999999994E-2,9.4992950000000007E-2,0.14817918999999999,0.11669164999999999,9.2999040000000005E-2,9.8982126000000004E-2,0.15172463999999999,0.10997558,0.14919083999999999,0.20710149999999999]
["2008-12-22",2.1571041999999999E-2,4.6137635000000003E-2,1.9671606000000001E-2,3.1542648E-2,2.2708954E-2,5.7566762E-2,2.1505554999999999E-2,0,3.2434190000000002E-2,9.6826579999999995E-2,8.5400389999999993E-3,4.3160749999999998E-2,0.16578825]
["2008-12-25",0.29986990000000002,0.31694626999999997,0.24289878000000001,0.3455472,0.33056829999999998,0.28496294999999999,0.26381080000000001,0.22922467999999999,0.29541114000000002,0.3136293,0.26125242999999998,0.30425944999999999,0.18976529]
["2008-12-30",0,0,0,0,0,0,0,0,0,0,0,0,0]
["2009-01-04",0.22046170000000001,0.26980520000000002,0.17865344999999999,0.27383864000000002,0.24374209999999999,0.23234347999999999,0.18186703000000001,0.14387385999999999,0.24201758000000001,0.35932636000000001,0.16180692999999999,0.20839983000000001,0.34950940000000003]
["2009-01-05",0.35542820000000003,0.37121219999999999,0.27645826000000001,0.42661769999999999,0.41362094999999999,0.30610730000000003,0.29788629999999999,0.23930567999999999,0.33864596000000002,0.42771409999999999,0.28280034999999998,0.31709690000000001,0.74350899999999998]
["2009-01-09",0,0,0,0,0,0,0,0,0,0,0,0,0]
["2009-01-16",7.9146949999999994E-3,3.5933464999999998E-2,0.12038165000000001,1.4827653E-2,5.3927964000000002E-3,0.11843265,9.4639963999999993E-2,8.5258959999999995E-2,3.3929564000000002E-2,6.3634750000000004E-2,9.1033085999999999E-2,9.027085E-2,0.12041151999999999]
["2009-01-21",0.10335922,0.1257964,5.9815976999999999E-2,8.7667880000000004E-2,0.12993056,8.4325839999999999E-2,0.14620146000000001,0,5.9954255999999997E-2,0.13745089999999999,6.7283590000000004E-2,0.16635008000000001,0.17537775999999999]
["2009-01-22",0.18066650000000001,0.19916925999999999,0.25552478000000001,0.14683547999999999,0.16039813,0.24228968000000001,0.22003402,0.20695883000000001,0.21339858,0.20033715999999999,0.21986063,0.21785180000000001,0.36359277000000001]
["2009-01-27",2.3859010999999999E-2,4.7912594000000003E-2,0,3.8425695000000003E-2,6.3408039999999999E-2,0,4.2418619999999997E-2,0,0,7.3076950000000002E-2,0,4.8168145000000002E-2,3.8916625000000003E-2]
["2009-02-02",0.15647516,0.18225247999999999,4.8778533999999998E-2,0.21836548,0.19304794,5.0168667E-2,4.5641042E-2,2.6858226999999998E-2,8.5768949999999997E-2,0.22089012,4.3071289999999998E-2,4.5518179999999998E-2,0.33728259999999999]
["2009-02-07",0.35320785999999998,0.35289872,0.28166132999999999,0.3520452,0.39205208000000002,0.30110219999999999,0.36665924999999999,0.20274155999999999,0.30160715999999999,0.35339397,0.30449619999999999,0.37874064000000002,0.28744918000000003]
["2009-02-08",0.29059817999999998,0.34845206000000001,0.23046710000000001,0.32012766999999998,0.32465196000000002,0.261463,0.28021679999999999,0.16932066000000001,0.27810588000000003,0.40635680000000002,0.22591207999999999,0.28242746000000002,0.40286287999999998]
["2009-02-13",0.34659245999999999,0.32518851999999998,0.33645580000000003,0.28140977,0.35018592999999998,0.34125919999999998,0.39832479999999998,0.27597769999999999,0.30642363,0.29398602000000001,0.36038231999999998,0.41899204000000001,0.2548301]
["2009-02-19",0.25488230000000001,0.30026533999999999,0.29843103999999998,0.24832736999999999,0.2460878,0.30509573000000001,0.28640985000000002,0.24099709999999999,0.27959699999999998,0.33370596000000002,0.25667477,0.27282711999999998,0.43074664000000001]
["2009-02-24",0.27065571999999999,0.28024041999999999,7.8707079999999999E-2,0.26563722000000001,0.26568093999999998,0.10707957,6.8648870000000001E-2,6.9368089999999993E-2,7.3033265999999999E-2,0.2976124,6.8982180000000004E-2,9.7150385000000006E-2,0.20646375]
["2009-02-25",0.36951489999999998,0.39237303000000001,0.47368440000000001,0.33372393,0.15066769999999999,0.47761625000000002,0.41753635,0.41776380000000002,0.41119006000000002,0.40420975999999997,0.41460079999999999,0.42786079999999999,0.66635126]
["2009-03-02",0.95755080000000004,1.0533231000000001,0.91133869999999995,0.89142869999999996,0.99709599999999998,0.92212130000000003,1.0484962,0.71665970000000001,0.90879239999999994,1.0530976000000001,0.88501589999999997,1.0046489000000001,0.99830010000000002]
["2009-03-05",0.61348619999999998,0.65196679999999996,0.60964620000000003,0.60399809999999998,0.64362030000000003,0.61509806,0.64282439999999996,0.5359834,0.59248226999999998,0.66881084000000002,0.59627339999999995,0.64177070000000003,0.64183086]
["2009-03-13",0.60439560000000003,0.62529539999999995,0.64695689999999995,0.57434565000000004,0.60422350000000002,0.6450958,0.63469070000000005,0.59882480000000005,0.6161932,0.61945397000000002,0.6214558,0.63123779999999996,0.81565166]
["2009-03-14",1.1367664,1.1946813000000001,1.3499355,1.0508554999999999,1.072702,1.3664725,1.2583713999999999,1.2240126,1.2238842999999999,1.2541418,1.2444876,1.2981563,1.5183104999999999]
["2009-03-19",1.112878,1.0141746,1.0494680000000001,1.0317559999999999,1.1599663,1.0389101999999999,1.1761037000000001,1.0116318,0.99392009999999997,0.94881210000000005,1.1577575,1.2327831,0.63521240000000001]
["2009-03-23",1.5154884,1.5285822,1.5850843999999999,1.5105609,1.5426542000000001,1.5670059000000001,1.5320194,1.4620059000000001,1.5352942000000001,1.5566338,1.5159244999999999,1.5230564,1.7374890000000001]
["2009-03-30",1.4863109999999999,1.5529961999999999,1.4314471,1.4275951,1.5074206999999999,1.4644900000000001,1.5380925999999999,1.3097852000000001,1.4656172999999999,1.5675302,1.4410596,1.5145865999999999,1.4530154]
["2009-03-31",1.4164352,1.431738,1.1107377,1.5496961,1.5906085000000001,1.2560271000000001,1.2489771999999999,1.0801719999999999,1.2987696,1.5497426999999999,1.1799998,1.3166045,1.0927206]
["2009-04-05",1.8692975999999999,1.9351799999999999,1.8208936,1.7965701999999999,1.9364246000000001,1.8122364,1.9451754000000001,1.6489206999999999,1.8095323999999999,1.8634474000000001,1.8097939999999999,1.8608446000000001,1.9918011]
["2009-04-10",1.2027152999999999,1.4438086999999999,1.1447589,1.3739414999999999,1.2427703999999999,1.1435219000000001,1.1260140000000001,1.0095293999999999,1.3199497,1.6024704000000001,1.0256004000000001,0.9953379,1.8969775]
["2009-04-15",2.5611190000000001,2.6120502999999999,2.3141973,2.6014965000000001,2.643513,2.3639733999999999,2.4843967,2.2504252999999999,2.5054552999999999,2.6561290999999998,2.4063346000000001,2.4522575999999998,1.5873051]
["2009-04-17",0.73026860000000005,0.71806099999999995,0.87680409999999998,0.69042680000000001,0.71947664,0.80615722999999995,0.79025540000000005,0.80410740000000003,0.75492510000000002,0.65731865,0.79272883999999999,0.74367446000000004,1.0327554999999999]
["2009-04-22",2.8022703999999998,2.8833158000000001,2.8576589999999999,2.6628099999999999,2.8285149999999999,2.7954843,2.9788055,2.6300553999999998,2.7710886000000001,2.7520832999999998,2.8209423999999999,2.8341669999999999,2.8005263999999999]
["2009-04-27",0.87678239999999996,0.90837429999999997,0.97497140000000004,0.83501183999999995,0.85155420000000004,0.92100340000000003,0.92606549999999999,0.92381360000000001,0.92138390000000003,0.88865890000000003,0.93380940000000001,0.88623059999999998,1.3855823]
["2009-05-03",2.7263823,2.8031041999999999,2.8550894000000002,2.6975482,2.7268349999999999,2.8699875000000001,2.8008761,2.6918072999999998,2.7894136999999999,2.8770685,2.7613788000000001,2.8046926999999999,2.8141250000000002]
["2009-05-04",1.8004104000000001,1.8326857999999999,1.6933674000000001,1.8493868,1.8513936,1.7337635,1.7342165,1.6491302000000001,1.7958646,1.9032827999999999,1.7204622000000001,1.7397197,1.5250516000000001]
["2009-05-09",2.2741503999999999,2.2825913,2.4291687,2.2080777,2.275811,2.4088544999999999,2.359772,2.2902900000000002,2.3010229999999998,2.2813650000000001,2.3347794999999998,2.331836,3.0220823000000001]
["2009-05-14",1.2207433000000001,1.2277087,1.1788202999999999,1.213959,1.2188878000000001,1.1682680999999999,1.2073232,1.1906471000000001,1.2185142,1.2106190999999999,1.2189030999999999,1.2007376000000001,0.65190570000000003]
["2009-05-17",1.8632698000000001,1.959676,1.8062073999999999,1.9274594,1.89032,1.7861654,1.8199803999999999,1.7382204999999999,1.9078793999999999,2.0105103999999998,1.7958190000000001,1.7548193999999999,1.7216229999999999]
["2009-05-21",3.1326966000000001,3.2302148000000002,3.2544930000000001,3.0287614,3.0836424999999998,3.2157645000000001,3.2516039999999999,3.1270172999999999,3.2146747000000002,3.2120147000000001,3.2104572999999998,3.1510829999999999,3.1888415999999999]
["2009-05-26",2.6477363,2.6088914999999999,2.856223,2.5517219999999998,2.6306373999999999,2.7978765999999999,2.7693189999999999,2.7705329999999999,2.6621996999999999,2.5587534999999999,2.8116409999999998,2.7874135999999998,2.6992219999999998]
["2009-05-31",4.051234,4.0220190000000002,4.2762700000000002,3.8738348,4.0212234999999996,4.1606975000000004,4.2366685999999998,4.1609254,4.0605636000000001,3.8696891999999998,4.2534900000000002,4.1596609999999998,4.0727580000000003]
["2009-06-05",1.4521896999999999,1.4690445999999999,1.7564610000000001,0.7761612,0.81281809999999999,1.7334312000000001,1.6265472000000001,1.6840991999999999,1.5411941,1.4624466,1.6684828,1.6867014,2.2923007000000002]
["2009-06-09",0.62814110000000001,0.62758934,0.78438019999999997,0.57592670000000001,0.59201119999999996,0.78395355,0.71124929999999997,0.7556157,0.65935410000000005,0.62712239999999997,0.73796580000000001,0.76615630000000001,1.4515783]
["2009-06-12",3.0235205000000001,3.3304206999999999,3.0049294999999998,3.2798150000000001,3.1166643999999999,3.0042667000000001,2.9096166999999999,2.7067668,3.1974212999999998,3.4588171999999999,2.7243528000000001,2.6826968,3.9826207]
["2009-06-17",2.8378572000000002,3.0019900000000002,2.633222,3.02806,2.9354973000000002,2.6853497000000002,2.6835722999999998,2.5312160000000001,2.8931851000000002,3.1451945000000001,2.6062555000000001,2.5992389,2.7184295999999999]
["2009-06-22",3.0086248000000002,3.0240740000000002,2.5704862999999998,3.2489444999999999,3.208936,2.6914158000000001,2.74729,2.594608,2.8970012999999999,3.1398890000000002,2.7122161,2.7627760000000001,2.4155160000000002]
["2009-06-27",3.3734991999999999,3.2677255000000001,2.999574,3.4662107999999998,3.5152296999999999,3.0560404999999999,3.2195106,3.134792,3.2019297999999998,3.2288636999999998,3.2627467999999999,3.2423327,1.6457468]
["2009-06-29",4.4924125999999998,4.5065530000000003,4.4771020000000004,4.4015927000000001,4.4797989999999999,4.5560684,4.5671033999999997,4.4687013999999996,4.4933189999999996,4.4868180000000004,4.5702059999999998,4.5970870000000001,3.4639250000000001]
["2009-07-04",3.9278871999999998,4.2406180000000004,4.0591869999999997,4.0071979999999998,3.9081144000000001,4.0819825999999999,3.9710947999999999,3.7829031999999998,4.1531659999999997,4.3967039999999997,3.8156240000000001,3.7718479999999999,4.5751777000000002]
["2009-07-09",3.3734353000000001,3.3492023999999998,3.051498,3.5534189999999999,3.5514057000000001,3.1498735,3.1810429999999998,3.0374935000000001,3.2655175000000001,3.4328886999999999,3.1617712999999998,3.2248223,2.2243903]
["2009-07-11",1.2571893000000001,0.70760864000000001,1.3945776999999999,1.2974658999999999,1.2721311,1.3418715000000001,1.2808600999999999,1.2774473,1.3132204999999999,0.77273404999999995,1.2492812,1.2051202000000001,2.0286252]
["2009-07-16",3.611424,3.7854160000000001,3.2514558,3.8905451000000002,3.8090367000000001,3.3178586999999999,3.3678035999999998,3.1036747,3.6134230000000001,3.8963923,3.2213726,3.2075336000000001,3.788958]
["2009-07-21",1.92265,2.0366472999999998,1.6330642,2.1535046000000002,2.0472459999999999,1.6982828000000001,1.7263097999999999,1.6111553000000001,1.9139932,2.2172377000000001,1.672042,1.6875287999999999,1.6225693999999999]
["2009-07-26",2.1454333999999999,2.3168967,2.0693445000000001,2.2644950000000001,2.1846706999999999,2.1131169999999999,2.0663206999999999,1.9465702,2.2378414000000002,2.4545037999999999,1.9849458,1.9862422,2.6146430000000001]
["2009-07-27",2.0239029999999998,2.0558274000000001,2.1648748000000002,2.001007,2.0139567999999999,2.1193092,2.0959431999999998,2.0840785999999998,2.0619879999999999,2.0455662999999999,2.0975350000000001,2.0668989999999998,2.0838249000000002]
["2009-08-03",3.1536466999999999,3.3028127999999999,3.1130247,3.1983199999999998,3.2146754,3.141248,3.1513106999999998,2.9385816999999999,3.1992843,3.371667,3.0375833999999999,3.04426,3.7617720000000001]
["2009-08-07",1.3694440000000001,1.3175972,1.7472444,1.1604243999999999,1.2401420000000001,1.6929266000000001,1.6188228,1.737892,1.4160569000000001,1.2597389999999999,1.7031080000000001,1.709778,1.4593727999999999]
["2009-08-12",1.3069001,1.3218783000000001,1.4310069000000001,1.2437370999999999,1.2680777000000001,1.4305075,1.3719827,1.3768693999999999,1.3482449000000001,1.324227,1.3703103999999999,1.3882501,2.0604300000000002]
["2009-08-13",2.2631855000000001,2.3919456000000001,2.4912858,2.1770594000000001,2.1905806000000001,2.4888978000000002,2.4237945000000001,2.3355589999999999,2.3765291999999998,2.4332433,2.3603253,2.3740125000000001,2.7516356000000002]
["2009-08-21",2.4862945000000001,2.6086062999999999,2.5787814,2.4127147,2.4542139999999999,2.5934210000000002,2.5865412000000001,2.4234100000000001,2.5598214000000001,2.6674528,2.5121245000000001,2.5469927999999999,3.1419673000000001]
["2009-08-24",2.4604514000000002,2.7658119999999999,2.2875211000000002,2.6196122000000002,2.4932728000000002,2.4288356000000002,2.3646436,2.1449945000000001,2.5926669000000002,3.0664935,2.225778,2.3035538,2.9477549999999999]
["2009-08-29",2.7497343999999999,2.9690409999999998,2.8065467000000002,2.7026626999999999,2.7356284,2.8329268000000001,2.8501099999999999,2.5743526999999999,2.8460114000000001,3.0689101000000001,2.70851,2.7648005000000002,3.3530907999999999]
["2009-08-30",1.8603004999999999,2.1337557,1.8051075999999999,1.9959640000000001,1.8896953999999999,1.8369101999999999,1.8005224,1.6255496,1.9976923,2.3140345,1.6739835000000001,1.6770109,2.7462553999999999]
["2009-09-04",2.5978829999999999,2.7240025999999999,2.707681,2.5015583000000001,2.5515500000000002,2.7207366999999998,2.7147996000000001,2.5158966,2.6837616,2.8044392999999999,2.6316206000000002,2.6802231999999999,2.5562847]
["2009-09-10",2.6292548,2.6712565000000001,2.4330726,2.6915243000000002,2.7600205,2.4880490000000002,2.6086247,2.2872026000000001,2.5357528,2.7420087,2.4964814,2.6170222999999999,2.1347399999999999]
["2009-09-15",0.83579910000000002,0.85966949999999998,0.95686040000000006,0.85283240000000005,0.84266989999999997,0.93013610000000002,0.87612749999999995,0.90518270000000001,0.86411709999999997,0.8887256,0.89122990000000002,0.88878950000000001,1.0523735999999999]
["2009-09-16",1.8341213000000001,1.9147018,2.0745239999999998,1.6458554999999999,1.7113309999999999,2.0566075000000001,2.0339649999999998,1.9451735999999999,1.9375199999999999,1.9149925999999999,2.0119178,2.0421475999999998,2.1224432000000002]
["2009-09-21",1.3964287,1.4760461,1.4009632000000001,1.3211728,1.3906210000000001,1.4932593000000001,1.4688369999999999,1.2925158000000001,1.4019535000000001,1.5517173,1.3892705000000001,1.5200711,1.9306356]
["2009-09-27",1.4425368000000001,1.5738846,1.3591012,1.3059727000000001,1.4834240000000001,1.3803403000000001,1.6131439999999999,1.1118999000000001,1.3544647000000001,1.5311912999999999,1.3655151999999999,1.5387979000000001,1.4996910000000001]
["2009-10-02",1.4576331,1.5361788000000001,1.4156017999999999,1.4145445999999999,1.4947421999999999,1.5011346000000001,1.507755,1.2687945,1.4346085,1.6295504999999999,1.3966620000000001,1.5502594000000001,1.5284038]
["2009-10-03",1.4573349,1.5742777999999999,1.5641328999999999,1.43424,1.4247875000000001,1.5839827,1.4950379,1.4332271000000001,1.5618862,1.6646084999999999,1.4594847,1.4830747,2.2121662999999998]
["2009-10-08",1.1539178999999999,1.2607107,1.0392787000000001,1.0874649999999999,1.2114269,1.0788234000000001,1.2445542000000001,0.84265190000000001,1.0741946,1.2721473000000001,1.0559510999999999,1.2192649,1.3419105]
["2009-10-15",0.79848706999999997,0.87556889999999998,0.68427470000000001,0.79200994999999996,0.83789279999999999,0.82198346,0.77279779999999998,0.62752799999999997,0.77331879999999997,0.99318450000000003,0.70280164000000001,0.85867819999999995,0.79009560000000001]
["2009-10-19",0.88186359999999997,0.9007944,0.76304159999999999,0.99319500000000005,0.97079059999999995,0.84994919999999996,0.80106860000000002,0.73197060000000003,0.84765610000000002,1.0278822000000001,0.78740960000000004,0.88244999999999996,0.99787289999999995]
["2009-10-20",1.0280149000000001,1.1320262000000001,0.94579849999999999,1.1213979000000001,1.0672843000000001,0.99899760000000004,0.95359329999999998,0.87831300000000001,1.0774353000000001,1.2655869,0.92141700000000004,0.95614279999999996,1.5087695000000001]
["2009-10-25",1.0440739000000001,1.1446135,1.0497601000000001,0.96578249999999999,1.0739272,1.0532627000000001,1.1567231,0.82993050000000002,1.0048969999999999,1.1491176000000001,0.99584709999999999,1.1288815999999999,1.3342128]
["2009-10-30",0.28736220000000001,0.32867104000000003,0.32231470000000001,0.26573469999999999,0.27917528000000003,0.33424517999999998,0.32080945,0.28228629999999999,0.30020073000000003,0.35331952999999999,0.30070980000000003,0.33259250000000001,0.287632]
["2009-11-02",0.49463200000000002,0.59540760000000004,0.45855584999999999,0.41860259999999999,0.53238890000000005,0.50171005999999996,0.61449706999999998,0.2528186,0.42133185000000001,0.63042989999999999,0.43189319999999998,0.6274052,0.68240080000000003]
["2009-11-06",0.39330327999999998,0.39016901999999998,0.31643327999999998,0.42377199999999998,0.42784225999999997,0.35544047000000001,0.35450026000000001,0.3214398,0.36737185999999999,0.43876964000000002,0.35817715999999999,0.39705489999999999,0.14817991999999999]
["2009-11-11",0.13200980000000001,0.13184476000000001,8.5096404E-2,0.14578049000000001,0.16515599,0.11004629,0.1125458,8.4607124000000006E-2,0.10476135,0.16649996,0.10777455,0.14379396,5.9732306999999998E-2]
["2009-11-16",0.66496843000000005,0.68356216000000003,0.64624506000000004,0.63058274999999997,0.67737340000000001,0.67413014000000004,0.69308040000000004,0.58307933999999995,0.64660530000000005,0.71044660000000004,0.66057920000000003,0.72767775999999995,0.60271037000000005]
["2009-11-21",0.1544257,0.18430932999999999,0.12324126000000001,0.17240627,0.17616780000000001,0.1426074,0.14148585,0.10990841,0.14848131000000001,0.2235105,0.12813471000000001,0.15591235000000001,0.10068698]
["2009-11-23",0.86519159999999995,0.87144410000000005,0.85470729999999995,0.83773160000000002,0.86543570000000003,0.88084629999999997,0.86734999999999995,0.82384259999999998,0.87118949999999995,0.9109199,0.87710330000000003,0.90417369999999997,0.83093280000000003]
["2009-11-28",0.46210370000000001,0.47407144000000001,0.34069337999999999,0.48722599999999999,0.51018339999999995,0.38866099999999998,0.42793130000000001,0.31239476999999999,0.41415069999999998,0.52167010000000003,0.39681566000000001,0.46618464999999998,0.12272326]
["2009-12-03",0.21717523,0.19521396999999999,0.19568041999999999,0.14326253999999999,0.23587762000000001,0.21647625000000001,0.205822,0.18516658,0.19850224,0.20971532000000001,0.21368812000000001,0.24389367000000001,4.707977E-2]
["2009-12-09",0,0,0,0,0,0,0,0,0,0,0,0,0]
["2009-12-10",0,4.995134E-3,0,0,0,0,0,0,0,1.0252789E-2,0,0,0]
["2009-12-15",6.8979860000000004E-2,8.7636925000000004E-2,4.3376909999999998E-2,7.2232519999999995E-2,8.6997519999999995E-2,9.8102054999999994E-2,6.1260370000000001E-2,1.9507488E-2,6.2553239999999996E-2,0.16116326,4.3308645E-2,0.10917911,7.9651920000000001E-2]
["2009-12-20",0.17154032,0.23889706999999999,7.2587090000000007E-2,0.19040881000000001,0.21937977,0.11068206,0.20093407999999999,0,0.12103923,0.28289112,7.8439990000000001E-2,0.21088493999999999,9.8677180000000003E-2]
["2009-12-25",0,9.6482310000000002E-3,0,1.5949998E-2,1.8520398E-2,0,0,0,0,4.0692119999999998E-2,0,0,0]
["2009-12-27",0.46280339999999998,0.49250959999999999,0.41225030000000001,0.4705936,0.47832140000000001,0.45145485000000002,0.45644509999999999,0.37018034,0.46015299999999998,0.55023180000000005,0.43367359999999999,0.48933490000000002,0.22991663000000001]
["2010-01-01",0.20437612999999999,0.24370020000000001,1.4467427999999999E-2,0.3041529,0.29828705999999999,6.7643865999999997E-2,0.16113440000000001,0,0.12801042000000001,0.30755186000000001,5.5126517999999999E-2,0.17724008999999999,5.6456263999999999E-2]
["2010-01-06",0.12441729999999999,0.12950157000000001,8.1301780000000004E-2,0.15937393999999999,0.15701216000000001,9.7940559999999996E-2,8.8225369999999997E-2,6.5150020000000003E-2,0.11638274999999999,0.17833428000000001,3.0117677999999998E-2,4.4846427000000001E-2,0.44726270000000001]
["2010-01-11",6.5857760000000001E-2,8.7798299999999996E-2,0,9.9165439999999994E-2,8.1953620000000005E-2,0,0,0,0,0.16367613,0,6.4859855999999999E-3,9.6841150000000001E-2]
["2010-01-15",0,0,0,1.4418148E-2,9.6915419999999992E-3,0,0,0,0,1.8012739999999999E-2,0,0,0]
["2010-01-18",0,0,0,0,0,0,0,0,0,0,0,0,7.2998690000000005E-4]
["2010-01-23",5.3541742000000003E-2,3.1479552000000001E-2,7.9975619999999997E-2,1.3808880000000001E-2,4.2708967E-2,8.5176420000000003E-2,7.5262809999999999E-2,7.7537209999999995E-2,4.8842049999999998E-2,1.2516382E-2,8.8736153999999998E-2,0.100968525,0]
["2010-01-28",0.36780784,0.36712927000000001,0.36403586999999998,0.36845547000000001,0.38373056,0.39532590000000001,0.36551220000000001,0.33206750000000002,0.36263612000000001,0.40548430000000002,0.36280879999999999,0.40462514999999999,0.39150309999999999]
["2010-02-02",0.32088453,0.35226074000000002,0.34619397000000002,0.22211048,0.21661781999999999,0.34934272999999999,0.3283085,0.30508556999999997,0.35224896999999999,0.38294,0.32373616,0.32395726000000002,0.16056229999999999]
["2010-02-04",0.22618194999999999,0.23107928,0.17853997999999999,0.24395681999999999,0.24568470000000001,0.19362404999999999,0.20161973999999999,0.18082902000000001,0.2142799,0.26062269999999998,0.20601610000000001,0.22065389999999999,0]
["2010-02-09",0.58286059999999995,0.56643810000000006,0.51066387000000002,0.59069870000000002,0.62395920000000005,0.53482379999999996,0.56357837,0.4781456,0.54170439999999997,0.58475560000000004,0.55195373000000003,0.59688819999999998,0.51109510000000002]
["2010-02-14",0.24070140000000001,0.28360550000000001,0.20891778,0.28536454,0.27463906999999999,0.2270471,0.21519302000000001,0.18365207,0.23984177000000001,0.35571091999999999,0.20148440000000001,0.22246066,0.30642999999999998]
["2010-02-15",0.29675952,0.32765,0.23243427,0.34447485,0.34165194999999998,0.26403310000000002,0.25661919999999999,0.20470752,0.28382780000000002,0.38966936000000002,0.23413861999999999,0.27013189999999998,0.37000364000000002]
["2010-02-20",0.42185620000000001,0.48144594000000002,0.34717923000000001,0.41564474000000001,0.47179159999999998,0.35800811999999999,0.45540534999999999,0.23076743,0.36886024000000001,0.49337164,0.34487182,0.43202003999999999,0.40921938000000002]
["2010-02-26",1.0242841,1.0643377999999999,0.97468460000000001,1.0178849000000001,1.0338465999999999,0.98862150000000004,1.0239741,0.91310749999999996,1.0307647,1.1142456999999999,0.9978534,1.0300932,0.39608324]
["2010-03-03",0.92162310000000003,0.87813339999999995,0.7787463,0.95776399999999995,1.0017134000000001,0.81921010000000005,0.85398130000000005,0.79514600000000002,0.84216139999999995,0.9096746,0.8723476,0.92180779999999995,0.26983666000000001]
["2010-03-04",1.0771010999999999,1.1230511999999999,1.0102553000000001,1.0627386999999999,1.1175037999999999,1.0252581999999999,1.1066298000000001,0.90215210000000001,1.0409219999999999,1.1465911,1.032834,1.1086279000000001,1.0362549999999999]
["2010-03-11",0.85970550000000001,0.83281119999999997,0.79174626000000004,0.8785733,0.90085029999999999,0.83716564999999998,0.81724180000000002,0.79128449999999995,0.65461729999999996,0.87787119999999996,0.84215649999999997,0.88666860000000003,0.65908900000000004]
["2010-03-15",1.6268161999999999,1.7133552000000001,1.5621362000000001,1.6030310000000001,1.6802512000000001,1.5922092000000001,1.661969,1.3887449999999999,1.599585,1.7551298,1.5382912,1.6371354,1.3771144]
["2010-03-20",0.44580310000000001,0.53224150000000003,0.50046630000000003,0.42545379999999999,0.40325934000000002,0.48170024,0.47437689999999999,0.45436130000000002,0.52293469999999997,0.55692405,0.45870095,0.4280388,0.46000716000000003]
["2010-03-21",0.89180780000000004,0.97064850000000003,1.1964745999999999,0.72122160000000002,0.76719769999999998,1.1488338,1.1120934,1.0360027999999999,1.0058109,0.94419379999999997,1.0681137999999999,1.0755794000000001,1.5306902]
["2010-03-29",0.52982680000000004,0.57406104000000002,0.5895743,0.52098816999999997,0.50887660000000001,0.55525184000000005,0.55602019999999996,0.55139994999999997,0.57467765000000004,0.57550186000000003,0.55149789999999999,0.51290239999999998,0.60413790000000001]
["2010-04-01",1.724221,1.7319568000000001,1.6030456,1.7096165000000001,1.8077658000000001,1.5948362,1.7059968000000001,1.5135094,1.6575844,1.7234714,1.6553230999999999,1.6805086,1.5389957000000001]
["2010-04-06",2.4447454999999998,2.6048257000000001,2.4774413000000002,2.3576087999999999,2.4510329,2.4737046,2.5676834999999998,2.23461,2.4740077999999999,2.621918,2.406542,2.4651353,2.736577]
["2010-04-07",0.62851389999999996,0.66767829999999995,0.67910159999999997,0.637459,0.62269764999999999,0.72459870000000004,0.64481659999999996,0.63925730000000003,0.66357140000000003,0.75736800000000004,0.64774792999999997,0.69717896000000001,0.90391460000000001]
["2010-04-12",2.103443,2.1021079999999999,1.9736851,2.0665814999999998,2.1577937999999999,1.9872402,2.0896530000000002,1.9464314,2.0423458000000001,2.0956926,2.0856694999999998,2.1131462999999999,1.6127999]
["2010-04-16",1.9548441999999999,1.9706661999999999,2.0460457999999999,1.8532569999999999,1.9404298,2.0092672999999999,2.0704875,1.9406593999999999,1.9555340000000001,1.9377975000000001,2.0482084999999999,2.06073,1.9043192]
["2010-04-23",2.7374114999999999,2.8494160000000002,2.8745234000000002,2.5953677000000002,2.7108914999999998,2.8688509999999998,2.9289858,2.6177291999999999,2.7545964999999999,2.8217983000000002,2.7776523000000002,2.8411050000000002,3.2873250000000001]
["2010-04-24",3.0432673000000001,3.1317705999999998,3.0458615,3.0269102999999999,3.1248939999999998,3.1031835000000001,3.1235146999999999,2.8376934999999999,3.0155516000000002,3.2148289999999999,2.9982247000000002,3.1095304000000001,3.5184015999999998]
["2010-04-29",1.9607836000000001,2.1445319999999999,1.7574749999999999,2.1634790000000002,2.0609516999999999,1.8422014,1.8130326000000001,1.651759,2.0062853999999999,2.3559735000000002,1.7100261000000001,1.7430878000000001,2.2031703]
["2010-05-05",1.8118626,1.8127644000000001,1.8116327999999999,1.7969396,1.8408396,1.8379799999999999,1.8064712000000001,1.7393216,1.8087914,1.8036143,1.7886392,1.8137118000000001,1.7797841999999999]
["2010-05-10",2.4379143999999999,2.4508435999999998,2.2306051,2.5055860000000001,2.5341271999999999,2.2566506999999998,2.3526020000000001,2.2282321,2.3749573000000002,2.4840133,2.3555836999999999,2.3600397000000002,1.9933012000000001]
["2010-05-11",2.1146957999999998,2.1268250000000002,2.1321219999999999,2.0671119999999998,2.1199192999999998,2.1392359999999999,2.1323525999999999,2.0521210000000001,2.1310701000000001,2.136717,2.1267269,2.1377373,2.2832135999999998]
["2010-05-16",2.1856966,2.2822141999999999,2.1847253000000002,2.3017249999999998,2.2617543000000002,2.1560345000000001,2.1331226999999999,2.0266736000000001,2.2285995000000001,2.337494,2.0674220000000001,2.0255635000000001,2.5686684]
["2010-05-23",4.2931090000000003,4.3997903000000003,4.515924,4.2442856000000004,4.2990979999999999,4.4836410000000004,4.4628496000000002,4.2654930000000002,4.3566102999999998,4.3655809999999997,4.351769,4.3192560000000002,5.1940090000000003]
["2010-05-27",1.7188156000000001,1.7194175,2.2287876999999998,1.514327,1.5854486999999999,2.1236959999999998,2.0006623000000001,2.0964098,1.8327230000000001,1.6369229999999999,2.0451899999999998,1.9919188000000001,2.5882613999999999]
["2010-05-28",3.5068147000000001,3.6310077000000001,3.75495,3.4540913,3.4857965000000002,3.6962416,3.6365723999999999,3.5164783000000002,3.6270297,3.6233219999999999,3.5663616999999999,3.4957351999999999,4.3551029999999997]
["2010-06-02",3.3359559999999999,3.3701775,3.3787476999999999,3.2255652000000001,3.3134136000000001,3.3295276,3.4103436,3.2902143000000001,3.3661292,3.2834365000000001,3.3770435000000001,3.2875888,3.4621111999999998]
["2010-06-07",2.3164454000000001,2.3245559999999998,2.2551996999999999,2.3195481,2.3398807000000001,2.2811512999999999,2.2863402000000002,2.2219799,2.3141083999999998,2.3276598000000002,2.2751011999999999,2.2689210000000002,1.7106066]
["2010-06-10",1.2244896000000001,1.1445391,1.2400362,1.1600832999999999,1.2246950000000001,1.2109926,1.2494371,1.277649,1.1783988000000001,1.0769515999999999,1.3051785,1.2927280999999999,0.87375639999999999]
["2010-06-14",2.9148374000000001,2.8100054000000001,2.4585520999999999,3.1170168,3.13652,2.5159261000000002,2.6618675999999999,2.5551531000000001,2.7173166000000002,2.8271383999999999,2.6988105999999998,2.7151703999999999,1.7326348]
["2010-06-19",2.4093783000000002,2.3418987000000002,2.5762662999999999,2.2431625999999998,2.3506049999999998,2.5560105000000002,2.5301491999999999,2.5506725000000001,2.4185357000000001,2.2955969999999999,2.6030783999999998,2.6058135,2.2628045000000001]
["2010-06-24",3.8740160000000001,4.0151680000000001,3.9344752000000001,3.8696008000000002,3.8555899999999999,4.0183907000000003,3.9236257000000001,3.8166864,3.9778593,4.1276225999999996,3.8765445000000001,3.9035568,3.9829395000000001]
["2010-06-29",3.2483914,3.3285464999999999,3.5870663999999999,3.1557287999999999,3.1854749,3.6011975000000001,3.3992507000000001,3.3609382999999999,3.3865888000000002,3.3687399999999998,3.3439355000000002,3.3445057999999999,3.8639511999999998]
["2010-07-01",3.3429174000000001,3.4862820000000001,3.4733508,3.3730794999999998,3.3457892,3.5292043999999998,3.3832667000000001,3.2949964999999999,3.4607736999999998,3.5756416,3.319528,3.3434626999999999,4.1461649999999999]
["2010-07-06",3.4551091,3.4721603000000001,3.5331051000000002,3.3899547999999999,3.4431736000000002,3.6607077000000001,3.5186142999999999,3.4638504999999999,3.4886727,3.5860465000000001,3.5306852000000002,3.6267695,3.6332852999999998]
["2010-07-11",3.817326,3.9802835000000001,4.2534947000000001,3.6582707999999999,3.6970360000000002,4.2755704000000003,4.0536940000000001,3.9826589999999999,4.0336999999999996,4.0498424000000002,3.9838146999999999,3.990202,5.1169039999999999]
["2010-07-16",3.4091491999999999,3.6789483999999999,3.5769567000000002,3.3952323999999998,3.3387669999999998,3.5472643000000001,3.4822769999999998,3.3345354,3.6355436000000001,3.7940505,3.3850848999999998,3.3172119000000002,4.673667]
["2010-07-17",3.2844943999999998,3.3629348000000001,3.4997202999999999,3.1106560000000001,3.1739160000000002,3.5261680000000002,3.4416350000000002,3.3822920000000001,3.4028876000000001,3.3963644999999998,3.4397327999999998,3.4457960000000001,3.3869880000000001]
["2010-07-23",2.3920840000000001,2.374889,2.1543062000000002,2.5880404000000001,2.5726757,2.2565167000000002,2.2093500000000001,2.1112199999999999,2.2999353,2.4515443000000001,2.1790109000000002,2.264249,2.3076215000000002]
["2010-07-28",3.5219583999999999,3.56324,3.5098788999999999,3.4002333,3.4820527999999999,3.6007304000000002,3.5902972000000002,3.4569776000000001,3.5463789999999999,3.6102482999999999,3.5720649,3.6358497000000001,3.0337868000000001]
["2010-08-02",2.2728508000000001,2.2627449999999998,2.4149394000000002,2.1640510000000002,2.2219826999999999,2.541728,2.3808216999999998,2.3900937999999998,2.2988577000000001,2.3344369999999999,2.41865,2.5735058999999998,2.2858317000000001]
["2010-08-04",1.6977298000000001,1.6966254000000001,1.7898166,1.5962516,1.6418520999999999,1.8121891999999999,1.7743475,1.783714,1.7251901999999999,1.7111955999999999,1.8110818,1.8399285999999999,1.5392116]
["2010-08-09",2.9640689999999998,3.2545234999999999,3.3552363000000001,2.7633095000000001,2.7871307999999999,3.3475337000000001,3.2272121999999999,3.046821,3.2388422000000001,3.2941455999999998,3.0806608,3.0689266000000002,4.501061]
["2010-08-14",1.3273486000000001,1.4016275,1.3910604,1.3314463000000001,1.3163666999999999,1.3700211,1.3488728000000001,1.3165928,1.3837888,1.4243313,1.3252664000000001,1.3116717,1.9625587]
["2010-08-19",2.2209772999999999,2.3944306000000002,2.282467,2.2015690000000001,2.193889,2.3220165000000001,2.2640378000000001,2.122471,2.3343017000000001,2.4821222000000001,2.1745019999999999,2.2060103,3.0590693999999998]
["2010-08-23",1.7715892,1.8362491999999999,1.8439160000000001,1.7044227999999999,1.7287542,1.831858,1.8436623999999999,1.7881768,1.8237076000000001,1.8400428,1.8309186,1.8242913000000001,1.4991931000000001]
["2010-08-26",0.65735566999999995,0.62555360000000004,0.15704829000000001,0.74994749999999999,0.74024829999999997,0.14915207,0.16247602999999999,0.17252037000000001,0.1631011,0.62341760000000002,0.16988939,0.17517568,0.68142974000000001]
["2010-08-31",2.2976860000000001,2.4334454999999999,2.3243415000000001,2.2064962000000001,2.3035771999999999,2.3348944,2.4431877000000002,2.0976180000000002,2.3019189999999998,2.4221531999999999,2.2707844000000001,2.3553472000000002,2.6245294000000001]
["2010-09-05",2.3572365999999998,2.513709,2.3094275,2.4178160000000002,2.396271,2.3967803000000001,2.3175359000000002,2.1573473999999999,2.4258582999999998,2.6650708000000001,2.2307630000000001,2.3115933000000002,2.7391136]
["2010-09-06",2.1159612999999999,2.2838821,2.3273442000000002,2.0518714999999998,2.0414495000000001,2.336319,2.2074962,2.1267233000000001,2.2832352999999999,2.3757912999999999,2.145734,2.1645075999999999,3.1067653000000002]
["2010-09-10",0.95492699999999997,0.99521420000000005,1.1662129000000001,0.81531390000000004,0.85021089999999999,1.1685973000000001,1.0902232000000001,1.1050808000000001,1.0446316,0.99346319999999999,1.0941274999999999,1.1092324,1.1388218000000001]
["2010-09-17",1.768853,1.8497132000000001,1.7988702000000001,1.7093484000000001,1.7717824,1.850255,1.8528806,1.6385092000000001,1.7833502000000001,1.920458,1.7599388,1.8686944999999999,2.033757]
["2010-09-22",1.7533863999999999,1.9380208000000001,1.8012387000000001,1.6335189999999999,1.7557780000000001,1.8113362,1.9292676,1.515245,1.7691113999999999,1.9586703000000001,1.701808,1.8188202,2.2851889999999999]
["2010-09-23",0.62693299999999996,0.65142330000000004,0.71665347000000001,0.62041999999999997,0.6164229,0.72271319999999994,0.66147655000000005,0.67524709999999999,0.65973729999999997,0.67441404000000005,0.65948397000000003,0.6734504,0.92468550000000005]
["2010-09-28",0.10456715,0.1164072,0.47457670000000002,9.8589159999999995E-2,9.401205E-2,0.4898053,0.4674468,0.48407134000000002,0.1149652,0.15558132999999999,0.48021796,0.49978155000000002,0.51044303000000002]
["2010-10-04",0.34426504000000002,0,0.44265974000000002,0.29013786000000003,0.32844514000000002,0.4210333,0.41338577999999998,0.44518825000000001,0.32445390000000002,0,0.44202876000000002,0.45402700000000001,0.35750399999999999]
["2010-10-09",0.51112389999999996,0.52212590000000003,0.56534439999999997,0.44467590000000001,0.48374665,0.56933783999999998,0.56389809999999996,0.54349760000000003,0.52189160000000001,0.5158005,0.56040590000000001,0.58296539999999997,0.63924219999999998]
["2010-10-10",1.3965987,1.4486747,1.3795972000000001,1.1995796999999999,1.3974981,1.3843977000000001,1.5772314999999999,1.1965277999999999,1.3093729999999999,1.3787031999999999,1.418247,1.5756623000000001,1.0497713]
["2010-10-17",0.84249580000000002,0.89459500000000003,0.71933469999999999,0.90432840000000003,0.88794070000000003,0.85009140000000005,0.81502750000000002,0.62788630000000001,0.82658430000000005,1.0497504,0.74151856000000005,0.90150960000000002,1.0159967999999999]
["2010-10-21",0.88467830000000003,1.0096483000000001,0.74434140000000004,0.92220279999999999,0.97858840000000002,0.80313590000000001,0.88284419999999997,0.56976353999999996,0.82992655000000004,1.1036132999999999,0.72159534999999997,0.8758146,0.96582299999999999]
["2010-10-26",0.48107475,0.49722665999999999,0.41490189999999999,0.52465784999999998,0.51589644000000001,0.43439484,0.43347894999999997,0.40130167999999999,0.47506695999999998,0.54733969999999998,0.43447730000000001,0.44489780000000001,0.36660755]
["2010-10-27",0.30451529999999999,0.35403126000000001,0.53935105000000005,1.6687473000000001E-2,0.19457949999999999,0.51931053000000005,0.46333089999999999,0.43287029999999999,0.39984396,0.33920993999999999,0.44250260000000002,0.45818466000000002,0.90614150000000004]
["2010-11-01",0.24471072999999999,0.28164938,0.23006404999999999,0.21211664,0.25943893000000001,0.24776641999999999,0.28089797,0.15519395,0.22783807,0.29164215999999998,0.21925249999999999,0.29174090000000003,0.22542332000000001]
["2010-11-04",0.80305800000000005,0.92970240000000004,1.0764425,0.63733169999999995,0.66837170000000001,1.0671729000000001,0.9770913,0.92889719999999998,0.95326049999999996,0.95189670000000004,0.93155969999999999,0.94691159999999996,1.3315216000000001]
["2010-11-12",0.95956240000000004,1.0022188000000001,1.0494668,0.92323710000000003,0.93797660000000005,1.0566494,0.99592849999999999,0.95687140000000004,1.0142979999999999,1.0489789,0.98677769999999998,0.99961520000000004,1.5107759000000001]
["2010-11-13",0.25094466999999998,0.13167570000000001,0.26057649999999999,0.23999936999999999,0.24639837000000001,0.30136649999999998,0.25631604000000002,0.24880269999999999,0.1371993,0.18252419,0.26274799999999998,0.30650909999999998,0.36405696999999998]
["2010-11-18",0.17674221000000001,0.22087783,0.13775377,0.21000342,0.19435010999999999,0.15949311999999999,0.15303025000000001,0.11019993,0.1887066,0.28041705,0.13638810000000001,0.16065459000000001,0.47769519999999999]
["2010-11-22",0.3229649,0.35702673000000001,0.22991063,0.39645204000000001,0.37235056999999999,0.27186357999999999,0.26127633,0.21012633,0.31503101999999999,0.44206079999999998,0.24654073000000001,0.28309055999999999,0.44723649999999998]
["2010-11-29",0.23817896999999999,0.28915550000000001,0.10141201,0.34828952000000002,0.31388426000000003,0.14217456000000001,0.15976846,6.5581314000000002E-2,0.21688075000000001,0.37593934000000001,0.1200623,0.16986403,0.21805514000000001]
["2010-11-30",0.17875864,0.22949707999999999,0.12684556999999999,0.24621968,0.21377127000000001,0.13734478,0.13393335000000001,0.10192264600000001,0.19400102999999999,0.29762149999999998,0.12719696999999999,0.13247197999999999,0.72581790000000002]
["2010-12-05",0,0,0,2.1497589999999998E-3,0,0,0,0,0,3.8418910000000001E-2,0,0,4.9724526999999998E-2]
["2010-12-11",0.13490663,0.15165300000000001,0.10429875,0.10723793,0.14366366999999999,0.15237375,0.15351704999999999,8.3386614999999997E-2,0.105975635,0.18762577999999999,0.13109623000000001,0.19921037999999999,0]
["2010-12-16",7.532643E-2,0.13406919,0.13742180000000001,3.6434950000000001E-2,5.3717423E-2,0.1375971,0.10883377499999999,0.111410685,0.15181707,0.14026820000000001,0.12135596999999999,0.12855639999999999,0.21714275]
["2010-12-17",0.22164015000000001,0.255884,0.13351713000000001,0.26980323,0.26448599,0.18475437,0.18592218999999999,8.7516695000000005E-2,0.20188086,0.31761709999999999,0.14495707999999999,0.20829465999999999,0.34355068]
["2010-12-22",0,0,0,0,0,0,0,0,0,1.8295852000000001E-2,0,0,0.45857464999999997]
["2010-12-27",0.34664539999999999,0.3737703,0.39971269999999998,0.30728889999999998,0.34388180000000002,0.44174363999999999,0.41004532999999999,0.40447749999999999,0.39079093999999998,0.39988430000000003,0.43875130000000001,0.48302346000000002,0.38738044999999999]
["2011-01-02",6.7571249999999999E-2,6.8829650000000006E-2,5.0774653000000003E-2,7.1615874999999996E-2,8.1132120000000002E-2,9.0869619999999998E-2,6.1645374000000003E-2,2.4169136000000001E-2,6.0169886999999998E-2,9.4434500000000005E-2,4.8601322000000002E-2,0.1051257,6.3720144000000006E-2]
["2011-01-03",1.0661043E-2,1.5993923E-2,5.3739210000000003E-3,8.4534906000000007E-2,8.8976490000000005E-2,7.9340599999999997E-2,2.3960589999999999E-3,0,1.28048165E-2,0.1577006,3.3927992999999998E-3,7.7869110000000005E-2,0.22915522999999999]
["2011-01-08",0.2226014,0.24053099999999999,0.21864106999999999,0.20642474,0.21787708,0.23103589999999999,0.23335212,0.18067596999999999,0.23351421999999999,0.25837237000000002,0.2207461,0.24035308,0.21822349999999999]
["2011-01-13",0,2.0144206000000001E-2,5.5810537E-2,0,0,4.4326667E-2,1.5183479499999999E-2,1.5631288E-2,2.3737682E-2,3.1709271999999997E-2,6.2712089999999998E-3,0,0.13518298000000001]
["2011-01-16",0.52740145000000005,0.60678220000000005,0.59296757,0.48596214999999998,0.50918746000000004,0.60049989999999998,0.56778335999999996,0.49793739999999997,0.57769155999999999,0.64795460000000005,0.52686319999999998,0.54713389999999995,0.97600600000000004]
["2011-01-20",0.20017175000000001,0.23399302,0.11276070000000001,0.28553218000000002,0.25861675000000001,0.14187805000000001,0.13977334,7.3699415000000004E-2,0.18951762999999999,0.29728781999999998,0.10830452,0.13823568999999999,3.2152119999999999E-2]
["2011-01-25",0.11605593,0.12063445,0.11896074,9.8893754E-2,0.11937992,0.12675338999999999,0.12388223399999999,9.9915354999999997E-2,0.113897875,0.13202343999999999,0.12080465,0.13921262000000001,0.13586165]
["2011-01-30",0.42965370000000003,0.48868260000000002,0.32837393999999998,0.47458956000000002,0.4647327,0.39144077999999999,0.40342894000000001,0.24425833999999999,0.42855655999999998,0.56469035000000001,0.33207523999999999,0.42245095999999999,0.17999192999999999]
["2011-02-04",0.60349410000000003,0.74170329999999995,0.97027289999999999,0.55073327000000005,0.54840270000000002,0.91180360000000005,0.78164549999999999,0.78501960000000004,0.79896842999999995,0.7618201,0.75130713000000005,0.71091663999999999,1.6462831]
["2011-02-06",0.72847870000000003,0.78528149999999997,0.95280339999999997,0.61767240000000001,0.59814909999999999,0.9176069,0.88959540000000004,0.8868646,0.82387644000000004,0.83886340000000004,0.85990630000000001,0.82754490000000003,1.4490983]
["2011-02-11",0.12636422999999999,0.14385590000000001,0.15120594000000001,0.12710261,0.12073945,0.14291343000000001,0.14102509999999999,0.13384579999999999,0.13989272999999999,0.15200578000000001,0.13866534999999999,0.13335501999999999,0.10231295]
["2011-02-16",0.30880928000000002,0.31295620000000002,0.31520914999999999,0.26379517000000002,0.31412025999999998,0.31210712000000002,0.34891206000000002,0.26451358000000003,0.29241186000000002,0.30283559999999998,0.32037349999999998,0.35645607000000001,0.29516009999999998]
["2011-02-21",0.27600374999999999,0.29498982000000001,0.28442115000000001,0.26742408000000001,0.27244908000000001,0.28496349999999998,0.27684888000000002,0.26269229999999999,0.29366645000000002,0.31356763999999998,0.27859136000000001,0.27664002999999998,0.37269413000000001]
["2011-02-26",0.43045956000000002,0.41449492999999998,0.51399150000000005,0.35358719999999999,0.39503670000000002,0.50192594999999995,0.48877419999999999,0.49908474000000003,0.44724455000000002,0.39798032999999999,0.51693789999999995,0.51854060000000002,0.32182640000000001]
["2011-02-28",0.34470156000000002,0.35797259999999997,0.22063289999999999,0.36917644999999999,0.36415496000000003,0.21641752,0.20102763000000001,0.19725455,0.21326439999999999,0.38190994,0.21139863,0.21501081999999999,0.46654424]
["2011-03-05",0.47942844000000001,0.47219460000000002,0.41184503,0.50919497000000002,0.51562220000000003,0.42901810000000001,0.43715805000000002,0.40795228,0.4578566,0.49980044000000001,0.44377299999999997,0.45924140000000002,0.18983816000000001]
["2011-03-10",0.91111629999999999,1.0112087000000001,1.3269146999999999,0.74389570000000005,0.77267920000000001,1.2591949,1.124733,1.1339771999999999,1.0875298,1.0127143000000001,1.1087495999999999,1.0785768,2.1053540000000002]
["2011-03-12",0.92146439999999996,1.0014810000000001,1.0711010000000001,0.83507352999999995,0.87156129999999998,1.0710084,1.0390769,0.93879159999999995,0.9844214,1.0199347000000001,0.9839656,1.0210547000000001,1.3548819000000001]
["2011-03-17",0.16711782999999999,0.156996,0.53505427000000005,0.1081799,0.13640477000000001,0.49859029999999999,0.48149713999999999,0.51507944000000006,0.41011335999999998,0.13991517000000001,0.51677220000000001,0.50525874000000004,0.42660670000000001]
["2011-03-22",1.3793206,1.367489,1.0665591000000001,1.5267146,1.5987191999999999,1.1983533,1.2028089,1.0332735,1.2204980000000001,1.4820126,1.1379497000000001,1.2796224,1.1510214999999999]
["2011-03-27",1.2688242999999999,1.2039260000000001,1.1152624,1.2438568000000001,1.3466784000000001,1.1360352,1.2360329999999999,1.1168872999999999,1.1594678,1.1736332,1.2296298000000001,1.2793562000000001,0.94206380000000001]
["2011-03-28",1.440706,1.425314,1.3583442999999999,1.3879543999999999,1.4968853,1.3968403,1.4722792,1.2718765000000001,1.3591143000000001,1.4158974,1.4003429999999999,1.4890964,1.1131597]
["2011-04-04",1.5319469999999999,1.641038,1.6262844000000001,1.4216888000000001,1.4833750000000001,1.6004167,1.642325,1.4851974999999999,1.6006921999999999,1.6320403000000001,1.5702839,1.5665292,1.6797413999999999]
["2011-04-08",2.5310092000000002,2.6412227000000001,2.554208,2.401446,2.5696583,2.5680491999999999,2.7243571000000002,2.2737446000000001,2.4778247000000002,2.6068614000000001,2.5093909999999999,2.6446017999999998,2.7533666999999999]
["2011-04-13",1.2530823,1.3198482,1.2518088999999999,1.3054127,1.2779018,1.3252598,1.2252769999999999,1.1767156000000001,1.2931854,1.4620839999999999,1.2062721999999999,1.2604233,1.7225062]
["2011-04-14",0.64446722999999995,1.1274234000000001,0.72270464999999995,1.0447458999999999,0.61437240000000004,0.80960359999999998,0.67880980000000002,0.66592720000000005,1.1188480999999999,1.2533213000000001,0.66933005999999995,0.75359419999999999,1.3436865]
["2011-04-22",3.6270791999999998,3.8146266999999998,3.6053329000000001,3.6426959999999999,3.7280033000000001,3.7176534999999999,3.7530332,3.3172605000000002,3.6018631000000001,4.0102209999999996,3.5324328,3.7328131,3.4534392]
["2011-04-25",3.3571996999999998,3.2510724,3.4656767999999998,3.0266066,3.3176019999999999,3.4483519999999999,3.5862207000000001,3.3481638,3.2670777000000002,3.0514345,3.5474407999999999,3.6166271999999999,2.8378215]
["2011-04-30",3.4066266999999999,3.4477391000000002,3.5744552999999999,3.1944846999999998,3.3648753,3.5084363999999999,3.6143024000000001,3.3961377000000001,3.4250959999999999,3.3565187000000001,3.5515604000000001,3.5457633,3.3559947000000001]
["2011-05-01",3.740065,3.9003700000000001,3.97383,3.6234004,3.7033277,3.9138925000000002,3.908242,3.6969180000000001,3.8575667999999999,3.9025175999999999,3.8101747000000001,3.7943709999999999,3.8139883999999999]
["2011-05-06",3.9485407000000001,4.1808300000000003,4.0458436000000004,3.9066519999999998,3.9329719999999999,4.1435930000000001,4.0578364999999996,3.77929,4.0786724000000003,4.3611554999999997,3.9051127000000001,4.0018380000000002,4.7077311999999996]
["2011-05-12",2.9070510000000001,2.9759915000000001,2.9886699000000001,2.8552550000000001,2.9050137999999999,2.9831029999999998,2.9764303999999999,2.8543780000000001,2.9560194000000002,3.0032264999999998,2.9399917000000002,2.9335558000000002,3.1717659999999999]
["2011-05-17",2.2610063999999999,2.3376440000000001,2.2575132999999998,2.2768592999999999,2.2696774,2.2946205000000002,2.2463435999999999,2.1667209000000001,2.3146192999999999,2.4167209999999999,2.218572,2.229984,2.4247079999999999]
["2011-05-18",1.2496495000000001,1.3483368,1.5785681,1.1139574999999999,1.1267091,1.5155011,1.4189712999999999,1.4385460000000001,1.4050739000000001,1.3341297000000001,1.4045023999999999,1.3577306,2.2445368999999999]
["2011-05-23",3.1136906,3.4127456999999999,2.9595818999999999,3.3557272,3.2162126999999998,2.9534509999999998,2.9688512999999999,2.7500279999999999,3.2467350000000001,3.5702033000000002,2.8383164000000001,2.7747161,4.0109323999999997]
["2011-05-29",2.292354,2.5358057000000001,2.5188446,2.2573599999999998,2.1962875999999998,2.4815767000000002,2.3861957,2.3009545999999999,2.5206780000000002,2.6066072,2.3057593999999999,2.2435330000000002,3.1113407999999998]
["2011-06-03",4.0594063,3.9800148000000002,4.3820810000000003,3.7049116999999998,3.9200189999999999,4.3028579999999996,4.3479853000000004,4.3326099999999999,4.0924525000000003,3.8106140000000002,4.432366,4.3761305999999998,3.7961640000000001]
["2011-06-04",3.9026339999999999,3.8903875000000001,3.9333562999999998,3.7684388000000002,3.8759844000000001,3.9253640000000001,3.9800456,3.9062587999999998,3.9081807,3.8366500000000001,4.0209517000000004,3.9952784000000001,3.2879299999999998]
["2011-06-09",2.7942407,2.7655728000000002,2.7236821999999998,2.8415352999999999,2.8805860000000001,2.7354033000000002,2.7394943,2.6733799999999999,2.7478728000000001,2.7675728999999998,2.7511413,2.7452969999999999,3.0091505000000001]
["2011-06-16",2.0223013999999999,2.077007,2.3297696000000001,1.9372422,1.9565006,2.260983,2.1662512,2.1895644999999999,2.1284000000000001,2.0672579999999998,2.1724359999999998,2.1267955000000001,2.8775773]
["2011-06-20",1.7998698,2.0198884000000001,2.4071405000000001,1.6569522999999999,1.6227015,2.2640932,2.0772626000000001,2.0957766000000002,2.0936143,1.9931574000000001,1.9959644000000001,1.8823148000000001,3.8930104000000001]
["2011-06-21",2.5553512999999999,2.7582900000000001,3.0690900000000001,2.3640447,2.3592610000000001,2.9835229999999999,2.8301720000000001,2.8328546999999999,2.8304214000000001,2.7757263000000001,2.7944817999999998,2.7102558999999999,3.5725720000000001]
["2011-06-26",3.5995224000000001,3.6366974999999999,3.9995932999999999,3.4653700000000001,3.5343710000000002,3.874689,3.8194024999999998,3.8145422999999998,3.7046196,3.5037867999999999,3.8040676000000002,3.6923803999999998,4.1513653000000001]
["2011-06-30",3.2166142,3.3509877000000001,3.4094863000000002,3.1667795000000001,3.1549870000000002,3.4328916,3.3259340000000002,3.2703848,3.3502144999999999,3.4506176000000002,3.3031130000000002,3.3122682999999999,3.5875262999999999]
["2011-07-07",2.4158666000000002,2.5586848,2.5580186999999999,2.4788882999999999,2.4179021999999999,2.5226950000000001,2.4471471,2.4026651000000001,2.5324296999999998,2.6575202999999998,2.4161408,2.3797712,3.1045704000000001]
["2011-07-08",2.2791836000000001,2.4039272999999999,2.3259447,2.2638250000000002,2.2387679,2.3167200000000001,2.3031942999999999,2.2350813999999999,2.3849906999999999,2.4691082999999998,2.280243,2.2452855,2.5814219999999999]
["2011-07-13",2.3536510000000002,2.4271430000000001,1.8507906000000001,2.3623295,2.3489027,2.4604845000000002,2.3525124000000002,2.3154862,1.8995588000000001,2.5753314,2.3681724000000002,2.4560162999999999,2.2432215000000002]
["2011-07-18",1.5286709000000001,1.5825567,1.7524902,1.4231393000000001,1.4513084999999999,1.7091137999999999,1.6418446,1.6399717,1.6323205000000001,1.5717018,1.6387613999999999,1.6080394,2.1520356999999999]
["2011-07-23",2.4844818000000002,2.5199769999999999,2.6614819000000001,2.4199271000000002,2.4455178000000002,2.6929574000000001,2.5910525,2.5905209,2.5408010000000001,2.6071439999999999,2.6223453999999999,2.6767907000000002,2.7466767000000001]
["2011-07-25",3.0356679999999998,2.8032105,3.0137043000000001,2.8223555,3.0336560000000001,3.1206062000000001,3.1298146,3.1159716,2.8809288,2.7563344999999999,3.2346282,3.3488072999999998,1.8457878000000001]
["2011-07-30",3.0425917999999998,3.0159733000000002,2.8815343000000002,3.0906950000000002,3.1563536999999999,2.9902565000000001,2.9665016999999998,2.8045309999999999,2.9678843000000001,3.0820696000000001,2.9135127000000001,2.9974926000000002,2.3643633999999998]
["2011-08-04",1.1266446000000001,1.1280935999999999,1.2176396,1.0877714999999999,1.1038629,1.1865779000000001,1.1782311999999999,1.2030574999999999,1.1446460000000001,1.1007884999999999,1.196375,1.177511,1.1090357]
["2011-08-10",3.1302981000000001,3.2589429999999999,3.1163683,3.0930762000000001,3.1233401000000001,3.1725872000000002,3.1703484,2.9900717999999999,3.1928169999999998,3.3481987000000002,3.1022533999999999,3.1304829999999999,2.7231969999999999]
["2011-08-11",1.7388376000000001,1.9800758000000001,2.2498738999999999,1.4884267,1.4776404000000001,2.1998280000000001,2.0343013000000001,2.0230763,2.0512413999999999,2.0014973,1.973967,1.9249617999999999,2.4886767999999999]
["2011-08-16",2.2561654999999998,2.3816022999999999,2.2891195,2.2966871000000002,2.2770822000000002,2.3158300000000001,2.2634660000000002,2.1627605000000001,2.3225427000000001,2.4724466999999999,2.2055720999999999,2.2232560000000001,2.7117374000000001]
["2011-08-21",2.3106072000000002,2.4355948000000001,2.4292056999999998,2.2815325,2.2908672999999999,2.50299,2.3892831999999999,2.2683403000000002,2.387356,2.5348668000000001,2.3111302999999999,2.3914363000000001,2.9008660000000002]
["2011-08-24",1.8812844,1.8726232,2.1128657,1.6933898000000001,1.7962794,2.1167479,2.0671233999999998,2.0177817,1.9221807,1.8317637,2.0597279999999998,2.1000173000000002,2.2278361000000002]
["2011-08-28",1.9191100000000001,1.9620218,2.0313509999999999,1.8896360000000001,1.9264300000000001,2.0283677999999998,1.9854631,1.9053186,1.9504238,1.9988771999999999,1.955336,1.9882025000000001,2.7142780000000002]
["2011-09-02",2.4606680000000001,2.6584077000000002,2.5793731000000002,2.2664585000000002,2.3857875000000002,2.594849,2.6987000000000001,2.3160178999999999,2.5336889999999999,2.6456928,2.4960562999999998,2.5716890000000001,2.7776255999999999]
["2011-09-07",2.0120969999999998,2.1189024000000001,2.0866340000000001,1.9707296000000001,1.9743892000000001,2.1187819999999999,2.0540837999999999,1.9769998,2.1059830000000002,2.2150840000000001,2.0318713000000002,2.0608787999999998,2.3542318]
["2011-09-12",2.0680375,2.262677,2.5507312,1.8297654000000001,1.8784318,2.4677231000000002,2.3637066,2.2614304999999999,2.3040349999999998,2.2541728000000001,2.2774019999999999,2.2495980000000002,3.4589188000000002]
["2011-09-16",1.769234,1.8574299999999999,1.8055956,1.6454856,1.7345459999999999,1.8547492000000001,1.8721702,1.6832505,1.8007196000000001,1.8772044000000001,1.7896101,1.8725688,1.7663176]
["2011-09-19",1.6768190000000001,1.9020044,1.6808301999999999,1.6745014,1.6721503,1.7108251999999999,1.7208756000000001,1.4782716,1.7665324,1.9972814000000001,1.5704693999999999,1.6191084,2.1496312999999998]
["2011-09-24",1.2245528000000001,1.3468214999999999,1.2191476000000001,1.1695899999999999,1.239886,1.2568367,1.3052128999999999,1.0716562999999999,1.2262200000000001,1.3934572000000001,1.1807277,1.2692597999999999,1.7895217999999999]
["2011-09-29",1.7233229999999999,1.9501778000000001,1.805053,1.5611885000000001,1.7191862,1.847745,1.9906961999999999,1.4256203999999999,1.7107330000000001,2.0023347999999999,1.6857302000000001,1.9160136000000001,2.3902564000000002]
["2011-10-04",1.1856275999999999,1.3934386000000001,1.4802799,1.088336,1.0566671000000001,1.5087287,1.3536984000000001,1.2806770000000001,1.3825817,1.5073463,1.2722237000000001,1.3160943000000001,2.2130027000000001]
["2011-10-06",1.927624,2.0976178999999999,2.1209579999999999,1.8194273000000001,1.8445332000000001,2.1159759999999999,2.0834858000000001,1.8996522,2.0600263999999999,2.1799840000000001,1.9931498000000001,2.0407403,2.2974234]
["2011-10-11",1.3645712999999999,1.5965560000000001,1.4991688999999999,1.3218719000000001,1.2795208,1.5380723000000001,1.4482329,1.3487355000000001,1.5398573,1.7353996,1.3680638000000001,1.3986896,1.2801092000000001]
["2011-10-16",0.6088829,0.74642693999999998,0.51672510000000005,0.58162886000000003,0.66812519999999997,0.53722345999999999,0.67389540000000003,0.35821596,0.54417616000000002,0.77596109999999996,0.50600182999999999,0.62275670000000005,0.70323199999999997]
["2011-10-18",1.2665778000000001,1.3804715999999999,1.3265469000000001,1.1997549999999999,1.2364286,1.3438683,1.3821543000000001,1.1351561999999999,1.3086005000000001,1.4414652999999999,1.2728478999999999,1.3715847999999999,1.4422191]
["2011-10-23",1.1731993999999999,1.3006450000000001,1.2926717999999999,1.0158583000000001,1.1421209999999999,1.3031929,1.3550891,1.0976557,1.1796199999999999,1.3092438,1.2285364999999999,1.3609093000000001,1.1449009999999999]
["2011-10-28",0.24819355000000001,0.28272789999999998,0.26542052999999999,0.18748192,0.20471571,0.28896704000000001,0.34043445999999999,0.15886742000000001,0.25848927999999999,0.29095169999999998,0.26109021999999998,0.34059176000000002,0.37181853999999998]
["2011-11-02",0.46709580000000001,0.49499759999999998,0.44367753999999998,0.44168123999999997,0.46709489999999998,0.46889229999999998,0.49289643999999999,0.40639492999999999,0.4526869,0.52039619999999998,0.4666053,0.52082424999999999,0.475184]
["2011-11-03",0.42526236000000001,0.50145227000000003,0.39677099999999998,0.48457366000000002,0.44069554999999999,0.43078939999999999,0.39416134000000003,0.36097810000000002,0.46180500000000002,0.58329770000000003,0.36806428000000002,0.39235130000000001,0.50412610000000002]
["2011-11-10",0.15116840000000001,0.17726592999999999,0.1237563,0.16225265999999999,0.16236955,0.14976449999999999,0.14363769000000001,0.113257684,0.14814073,0.22439885000000001,0.13109726999999999,0.16756424,0.10012741999999999]
["2011-11-14",4.2716306000000002E-2,5.3443339999999999E-2,0,3.1723543999999999E-2,3.4149744000000003E-2,0,0,0,5.8084524999999998E-2,6.2841006000000005E-2,0,0,0.27314611999999999]
["2011-11-19",0,1.6230278000000001E-2,0,0,0,0,3.4361153999999998E-2,0,0,1.7896188E-2,0,4.4755027000000003E-2,4.7634717E-2]
["2011-11-20",0,0,0,0,0,0,0,0,0,0,0,0,0]
["2011-11-28",0.24392050000000001,0.28624418000000001,0.16043589999999999,0.34736136000000001,0.30427947999999999,0.20055932000000001,0.17729165999999999,0.13377481999999999,0.23818814999999999,0.38459549999999998,0.15965629000000001,0.19230786999999999,0.45112469999999999]
["2011-12-01",0.25171130000000003,0.28587002,0.31979563999999999,0.20168533999999999,0.21279885000000001,0.34487644000000001,0.29601254999999999,0.27625853,0.29269367000000002,0.31749221999999999,0.28974192999999998,0.31784075000000001,0.55045069999999996]
["2011-12-06",0.37843453999999999,0.3892544,0.34069853999999999,0.37380375999999998,0.38747366999999999,0.38362627999999999,0.37133571999999998,0.33214053999999998,0.36839022999999999,0.44947559999999998,0.37620323999999999,0.42458665000000001,0.2420629]
["2011-12-07",0.94577359999999999,1.0262536,0.92203440000000003,0.93654159999999997,0.97055630000000004,0.95631549999999999,0.98335629999999996,0.78710159999999996,0.94085759999999996,1.1014512000000001,0.90115860000000003,1.0047328,0.87211000000000005]
["2011-12-12",0.2237767,0.26711815999999999,0.16543995,0.21243748000000001,0.25551425999999999,0.18734482,0.25751033000000001,8.3069900000000002E-2,0.17863123,0.29171789999999997,0.1847945,0.27369037000000002,0.15171488999999999]
["2011-12-16",0.22756394999999999,0.25540014999999999,0.20114182,0.24337946999999999,0.23968846999999999,0.21399136999999999,0.21831965,0.16092512,0.23784253999999999,0.28878485999999998,0.2031559,0.22559562,0.13950665000000001]
["2011-12-23",0.19663647000000001,0.24134372000000001,0.31280976999999999,0.13820726,0.14402595000000001,0.30739996000000003,0.26325893,0.26590132999999999,0.25818074000000002,0.26364914,0.26816276,0.26957920000000002,0.40708536000000001]
["2011-12-24",0.43132806000000001,0.47225386000000003,0.41441864,0.45091890000000001,0.44631314,0.44762703999999998,0.41949004000000001,0.37515369999999998,0.44542490000000001,0.53953499999999999,0.40941285999999999,0.44826539999999998,0.4091302]
["2011-12-29",0.72984439999999995,0.79229320000000003,0.79366789999999998,0.72074439999999995,0.71554839999999997,0.80331766999999998,0.75538974999999997,0.71926349999999994,0.78480629999999996,0.85946270000000002,0.74892899999999996,0.76577216000000004,0.91342060000000003]
["2012-01-04",0.84968330000000003,0.89203600000000005,0.85667970000000004,0.87215719999999997,0.86299669999999995,0.8691487,0.83662950000000003,0.79549086000000002,0.88222100000000003,0.96050139999999995,0.83622450000000004,0.84866339999999996,0.976298]
["2012-01-09",0.32617689999999999,0.35945012999999998,0.30643653999999998,0.35472239999999999,0.33790397999999999,0.36333618000000001,0.31186955999999999,0.27357340000000002,0.34007706999999998,0.44777840000000002,0.29787313999999998,0.35939544000000001,0.32837820000000001]
["2012-01-10",0.12023399,0.16431046999999999,0.12975784000000001,0.12815024,0.11287895000000001,0.16820857,0.12849268,9.2953460000000002E-2,0.14912105,0.23026442999999999,0.10976987000000001,0.15173621000000001,0.23378192]
["2012-01-15",0.53038054999999995,0.57618709999999995,0.39395385999999999,0.55856890000000003,0.58277153999999998,0.47152606000000002,0.50601680000000004,0.33326460000000002,0.4893786,0.66288259999999999,0.44174449999999998,0.56719629999999999,0.2527045]
["2012-01-22",0.86550400000000005,0.95270169999999998,1.0306708,0.79421735000000004,0.80856720000000004,1.0501818999999999,0.96614169999999999,0.89312910000000001,0.95486709999999997,1.0279399,0.92856830000000001,0.98628009999999999,1.0867009999999999]
["2012-01-26",0.39935756,0.40714222,0.38137543000000002,0.36981803000000002,0.40988102999999998,0.40163133000000001,0.42763135000000002,0.32151192000000001,0.37950653000000001,0.42557444999999999,0.39610499999999998,0.45802480000000001,0.38765198000000001]
["2012-01-27",0.18450121999999999,0.27955836000000001,0.14626396,0.14377907000000001,0.21445202999999999,0.17354177000000001,0.27931820000000002,0,0.12870991000000001,0.31416939999999999,0.12879552,0.28090330000000002,0.18799803000000001]
["2012-02-01",0.92287969999999997,1.0217940000000001,0.75597009999999998,0.98726729999999996,1.0079799,0.78751170000000004,0.90547880000000003,0.59865299999999999,0.876363,1.0912945999999999,0.77352019999999999,0.88666460000000002,1.1952993999999999]
["2012-02-06",7.1452109999999999E-2,8.1525630000000002E-2,5.8636606000000001E-2,7.8097009999999994E-2,8.0642969999999994E-2,5.9229520000000001E-2,6.6931779999999996E-2,5.223916E-2,6.8383769999999997E-2,0.10741398000000001,6.3333669999999995E-2,7.0646509999999996E-2,7.6149530000000007E-2]
["2012-02-09",0.26555743999999998,0.26435730000000002,0.21475031999999999,0.28741509999999998,0.29423287999999997,0.2711152,0.23703026999999999,0.20413584000000001,0.24825923,0.32820539999999998,0.23233493,0.29543330000000001,0.13198750000000001]
["2012-02-13",0.18495658000000001,0.19755396,0.12432133400000001,0.15935647,0.16955505000000001,0.124597535,9.2870540000000001E-2,9.2711479999999999E-2,0.20984764,0.20189218,9.6587060000000002E-2,0.10313947499999999,0.34775223999999999]
["2012-02-18",0.57226129999999997,0.62078327,0.74377040000000005,0.48482340000000002,0.50768243999999996,0.72555670000000005,0.66645836999999997,0.65375669999999997,0.65146210000000004,0.63157819999999998,0.66314450000000003,0.6611224,0.95054099999999997]
["2012-02-23",0.55953675999999997,0.69195414,0.66311425000000002,0.4493202,0.53547763999999998,0.63542867000000003,0.68961275,0.49064534999999998,0.58581090000000002,0.65908849999999997,0.56723802999999995,0.61693960000000003,1.0201377]
["2012-02-28",0.12198169,0.14492379999999999,0.19192174000000001,0.32656299999999999,0.32879624000000002,0.2142606,0.15664620000000001,0.16091733,0.15658094,0.17548053999999999,0.15444632,0.17975094999999999,0.28918100000000002]
["2012-03-01",0.75536764000000001,0.82437309999999997,0.67699869999999995,0.69966006000000003,0.81382880000000002,0.6724947,0.83818910000000002,0.50934999999999997,0.67289350000000003,0.79763130000000004,0.67484599999999995,0.78232144999999997,0.73003404999999999]
["2012-03-06",0.59574883999999995,0.51669779999999998,0.75088215000000003,0.45071670000000003,0.54207015000000003,0.73550384999999996,0.72303390000000001,0.70529059999999999,0.58768237000000001,0.28596865999999999,0.75145039999999996,0.78887119999999999,0.52175609999999994]
["2012-03-11",1.0589839999999999,1.1479478000000001,1.0349461,0.99480000000000002,1.0858759,1.0215799999999999,1.1578295000000001,0.86090529999999998,1.0155084000000001,1.1205385000000001,1.0101159,1.0949647,1.1007028999999999]
["2012-03-17",0.22577407999999999,0.50201750000000001,0.34526706000000001,0.43727976000000002,0.43973849999999998,0.34182075000000001,0.28981045,0.30288409999999999,0.27321319999999999,0.4978631,0.29575436999999999,0.29846695000000001,0.28254578000000002]
["2012-03-18",1.0048256,1.0075626,0.84726080000000004,1.0371366,1.1118009,0.84129259999999995,0.95597529999999997,0.80093175000000005,0.90973179999999998,0.98377740000000002,0.90295389999999998,0.93547040000000004,0.59405110000000005]
["2012-03-23",1.5930937999999999,1.689929,1.4675203999999999,1.5462795,1.6664852000000001,1.4576990000000001,1.6761117000000001,1.3092927999999999,1.4987680000000001,1.6629780000000001,1.5131181,1.6188632999999999,1.2976258000000001]
["2012-03-28",2.1735258000000002,2.296046,2.0809207000000001,2.0896759999999999,2.2360058,2.2012230000000002,2.304214,1.8261162,2.0907621000000001,2.3604859999999999,2.0811576999999999,2.3160307000000002,2.3180969999999999]
["2012-04-02",1.7880642,1.8446579999999999,1.6637748000000001,1.7732186000000001,1.8562306,1.7152212,1.812416,1.5580101,1.7250676,1.8920273000000001,1.7150398,1.8129888000000001,1.4233412999999999]
["2012-04-04",1.4005217999999999,1.3408222000000001,1.1510402,1.4646903,1.5384612,1.1781417000000001,1.285075,1.1510516,1.2671043,1.3277019000000001,1.2608896000000001,1.303987,0.74845225000000004]
["2012-04-09",0.56828520000000005,0.60449399999999998,0.71853995000000004,0.48510920000000002,0.50458955999999999,0.66843010000000003,0.65341700000000003,0.66034395000000001,0.63779669999999999,0.57554369999999999,0.66121790000000003,0.61970716999999997,0.65853850000000003]
["2012-04-14",1.7925608,1.8321274999999999,1.6953031999999999,1.8041452,1.8618037000000001,1.6934243,1.7660586,1.6086929999999999,1.7560309999999999,1.8110934000000001,1.7093143,1.7226694,1.5199327]
["2012-04-19",1.0856819,1.1180664,1.0993481000000001,1.0954505000000001,1.0932763000000001,1.0646724999999999,1.0935086000000001,1.0604583000000001,1.102249,1.1208951,1.0939490000000001,1.0654855999999999,0.83033159999999995]
["2012-04-23",1.1365501,1.2273641,1.1900531999999999,1.1615343,1.1346333,1.142296,1.1495424999999999,1.0978242,1.2008970999999999,1.2510276,1.1216322000000001,1.0738174,1.2949069]
["2012-04-26",2.2543468,2.3399749999999999,2.1599102000000001,2.2808160000000002,2.2844020999999999,2.1560302,2.2100846999999999,2.0703,2.2905783999999998,2.3822266999999999,2.1728082,2.1428232,2.0166580000000001]
["2012-05-01",1.8894557999999999,1.890582,1.6357432999999999,1.9818503999999999,1.990639,1.6373295000000001,1.7785172,1.6720766,1.8067716,1.8879735,1.7758582000000001,1.7537482,0.99265389999999998]
["2012-05-06",1.1911821,1.1987099999999999,1.3904805,1.1908802000000001,1.1961348999999999,1.3274125000000001,1.2670219,1.2894251000000001,1.2277149000000001,1.2079903000000001,1.2822625999999999,1.2531216999999999,1.6165276]
["2012-05-11",3.1464479999999999,3.2248920000000001,3.2868705,3.0173966999999999,3.0836112,3.2537234000000002,3.2760513000000002,3.1480925000000002,3.2293202999999999,3.2114389999999999,3.2454052,3.2152080000000001,2.6765210000000002]
["2012-05-13",2.9657745000000002,3.0835919999999999,3.0877001000000002,2.9304136999999999,2.9718943000000002,3.0451964999999999,3.063237,2.9135594,3.0345780000000002,3.0820386000000002,2.9987509999999999,2.9541379999999999,3.4535692]
["2012-05-18",1.7175056,1.8467678000000001,1.7081611999999999,1.8435788,1.7639772,1.6881428000000001,1.6696230000000001,1.6042704999999999,1.7832794000000001,1.9300807,1.6277997,1.592954,1.7329806000000001]
["2012-05-23",3.3776052000000001,3.145302,3.5227127,3.0463952999999999,3.3065503000000001,3.4503059999999999,3.5913016999999998,3.5745263,3.2615025000000002,2.8940934999999999,3.6819750999999998,3.6373700000000002,2.2611804000000002]
["2012-05-24",3.6969916999999999,3.6448947999999999,3.6419065000000002,3.6552220000000002,3.7710599999999999,3.5368395000000001,3.7152677000000001,3.5524969999999998,3.6227252000000001,3.4522572,3.6602952000000002,3.5464224999999998,2.8176245999999998]
["2012-05-29",2.8077394999999998,2.4375996999999998,2.6738620000000002,2.7347380000000001,2.9567109999999999,2.6645824999999999,2.774324,2.8008546999999999,2.5163549999999999,2.2583883,2.8993053,2.9115001999999999,1.7084923999999999]
["2012-06-04",1.8494058,1.8594544,2.037445,1.778375,1.8217293999999999,1.9614636000000001,1.9377355999999999,1.9330647999999999,1.9017337999999999,1.8044894,1.948258,1.9005920000000001,2.5793892999999999]
["2012-06-09",3.2208323000000001,3.2217405000000001,3.1542344,3.1787445999999999,3.2341487,3.1665325000000002,3.2104075000000001,3.1229825,3.2215365999999999,3.2457178,3.2375543000000002,3.2071420000000002,2.4073614999999999]
["2012-06-10",2.0170669999999999,2.2800056999999998,2.1967964000000002,2.0967161999999999,1.9742071999999999,2.1448716999999999,2.0589097000000001,1.9746526,2.2273998000000002,2.3810055000000001,1.9541622000000001,1.8759482000000001,2.8545267999999999]
["2012-06-17",2.6694694000000001,2.7907506999999998,2.8792791000000002,2.565785,2.5755427000000002,2.8445355999999999,2.790232,2.7469337,2.8148436999999999,2.8118105,2.7740990000000001,2.7209215000000002,3.3505020000000001]
["2012-06-21",1.6848722,1.7046239999999999,1.6225121,1.7294080999999999,1.7208542,1.6070347,1.6384547,1.5959268,1.6831512,1.7084522,1.6334333000000001,1.6030495,1.3587819999999999]
["2012-06-26",2.7799697000000001,2.9838448,2.5458949,3.0210892999999999,2.8943840000000001,2.5864277000000002,2.5974729999999999,2.4229479999999999,2.8469840999999998,3.11435,2.4856943999999999,2.4529529999999999,3.0006596999999999]
["2012-06-27",1.9591624000000001,2.1103641999999998,2.0545046,2.0672529000000002,1.9815588,2.0057912,1.9497693,1.8927687,2.0670269999999999,2.1427282999999999,1.8698518,1.806646,2.4272236999999999]
["2012-07-05",2.8182559999999999,2.9190269999999998,2.8252964,2.8314059,2.809466,2.8450190000000002,2.8309424000000001,2.7525365000000002,2.8829123999999999,2.9900164999999999,2.791747,2.7706892000000001,2.7020729999999999]
["2012-07-08",1.7942224,1.7430479999999999,1.8280098,1.7625535999999999,1.8023947,1.7807814,1.8277895,1.851464,1.7594187999999999,1.6871482,1.8754363999999999,1.8358977999999999,1.4602113999999999]
["2012-07-13",1.9773114000000001,1.9573913999999999,1.8537349000000001,2.0249633999999999,2.0369231999999999,1.8600677999999999,1.9090446999999999,1.8621030000000001,1.9315498,1.9725893000000001,1.9232739999999999,1.907691,1.4051632999999999]
["2012-07-14",1.3381845000000001,1.2816004000000001,1.4033621999999999,1.3368549999999999,1.3733112000000001,1.3463418,1.3533086000000001,1.3700715999999999,1.3065967999999999,1.2079025999999999,1.3743240999999999,1.3355348,1.8024354]
["2012-07-19",1.9447448000000001,1.9726968,1.9982612,1.9234598000000001,1.9290674000000001,1.9965302,1.9866444000000001,1.9876214000000001,1.9697834999999999,2.0017019999999999,2.0223925,2.0264218000000001,1.8821562999999999]
["2012-07-23",4.1529417000000004,4.4159107000000004,4.4166464999999997,4.1433549999999997,4.1380515000000004,4.4266009999999998,4.3242497000000002,4.0986414,4.3289394000000003,4.5681186,4.171017,4.1746506999999999,5.6883780000000002]
["2012-07-30",2.9709637,2.9680407,2.8275155999999999,3.0466660000000001,3.0843259999999999,2.8603518000000001,2.8976275999999999,2.7675035000000001,2.9054700000000002,3.0144498,2.8775909999999998,2.9068550000000002,2.6561846999999998]
["2012-07-31",1.2218656999999999,1.2593247000000001,0.68921953000000002,1.2150558,1.2077403,0.71914789999999995,1.2166969999999999,0.68091804,1.2477815000000001,1.2925363999999999,1.2210616000000001,1.22373,0.68114436]
["2012-08-05",2.2441764000000002,2.2227670000000002,2.1022637,2.2429945,2.3008175,2.1201664999999998,2.2071128,2.1091776000000002,2.1793377,2.210852,2.2007249999999998,2.2073182999999998,2.1152503]
["2012-08-11",3.3424559,3.3382447000000002,3.2557993000000001,3.2567472,3.3811022999999998,3.3068939999999998,3.3911004,3.2064957999999999,3.2808502000000002,3.3297417,3.3620874999999999,3.4338320000000002,2.7542974999999998]
["2012-08-16",2.4926590000000002,2.6870202999999999,2.5488677000000002,2.5653185999999999,2.5139692,2.578023,2.4959726,2.3663557000000002,2.6048384000000002,2.8297043,2.4055230000000001,2.4297073,3.49519]
["2012-08-17",3.5281532000000002,3.7484015999999998,3.2842294999999999,3.6323652000000002,3.6170532999999998,3.4471368999999998,3.4227276,3.1361045999999999,3.5748951,3.973287,3.2791134999999998,3.4028939999999999,4.0688266999999998]
["2012-08-22",2.6544783000000001,2.7764068000000002,2.6258005999999998,2.663465,2.7140913000000002,2.631005,2.6846017999999998,2.4577390000000001,2.6672657000000002,2.819296,2.5763218000000001,2.6057562999999999,2.9026581999999999]
["2012-08-27",1.8029914,2.0081766000000001,1.7391129000000001,1.9098687999999999,1.8205422,1.8019628999999999,1.7528543000000001,1.6302867999999999,1.904668,2.1975354999999999,1.6718664000000001,1.7103188,2.1740737000000001]
["2012-09-02",1.0182666,1.0352060000000001,1.0640243,1.0381499999999999,1.0402073999999999,1.0680343999999999,1.0202127000000001,0.99942699999999995,1.0303324,1.06359,0.99945790000000001,1.0105728,1.4314978]
["2012-09-03",2.0276100000000001,2.1864154,2.1962280000000001,1.8745579000000001,1.9585927999999999,2.1902062999999998,2.2410307,1.9502371999999999,2.0992277000000001,2.1589545999999999,2.0714858,2.1378371999999999,2.4993503000000001]
["2012-09-08",2.3393470000000001,2.5883292999999998,2.3185308,2.2591863000000001,2.3675697000000002,2.4234675999999999,2.5019627,1.9961087,2.3503281999999999,2.6816789999999999,2.2224037999999999,2.420992,2.7702266999999998]
["2012-09-13",2.2081691999999999,2.3755856,2.1184997999999999,2.1843865,2.2479713000000001,2.1633759000000001,2.2878880000000001,1.9090848,2.200968,2.4625265999999999,2.1153927000000001,2.2395996999999999,2.2956154]
["2012-09-16",1.2709992000000001,1.3488735000000001,1.4136975000000001,1.2114343999999999,1.2156902999999999,1.4508780999999999,1.3546347999999999,1.3105122,1.3552884999999999,1.4220386,1.3265887000000001,1.3844377999999999,1.709506]
["2012-09-20",1.3864540999999999,1.4929007000000001,1.3344806,1.4483402000000001,1.4236552,1.4385413,1.3592492,1.2465413999999999,1.4195158000000001,1.6784870000000001,1.3039467,1.4148540000000001,1.4016478000000001]
["2012-09-25",1.3577733999999999,1.4160634000000001,1.4512281,1.2310696999999999,1.2982548,1.4504459000000001,1.4748543999999999,1.3482750999999999,1.4015275,1.4162678,1.4367878000000001,1.4783018999999999,1.7124394000000001]
["2012-09-30",1.0709301,1.2144375999999999,1.0785578,1.1154339,1.0745233999999999,1.1123033,1.0670527999999999,0.97717319999999996,1.1462734000000001,1.3308469999999999,1.0123485000000001,1.0457654999999999,1.3051006000000001]
["2012-10-05",0.71913380000000005,0.74535799999999997,0.68755359999999999,0.7410059,0.74444189999999999,0.70266459999999997,0.69800603000000006,0.65233949999999996,0.71888859999999999,0.78423790000000004,0.68403829999999999,0.70219933999999995,0.8308759]
["2012-10-07",0.70538129999999999,0.72370975999999998,0.58424043999999997,0.72666439999999999,0.79006019999999999,0.60194009999999998,0.68580459999999999,0.52446999999999999,0.62658639999999999,0.73823260000000002,0.61710113,0.69248330000000002,0.55810249999999995]
["2012-10-12",0.9162652,0.88758559999999997,1.0864056,0.68754780000000004,0.84501459999999995,1.0742909,1.115586,0.96792610000000001,0.90421759999999995,0.80449029999999999,1.0754752999999999,1.163883,1.1466763]
["2012-10-17",0.92946470000000003,0.95248849999999996,0.95492299999999997,0.91432720000000001,0.93950999999999996,0.96068580000000003,0.96893510000000005,0.87833119999999998,0.92963589999999996,0.98224829999999996,0.94502120000000001,0.9888903,1.1635359999999999]
["2012-10-22",0.10700323,0.11133410000000001,9.2504370000000002E-2,0.13409716999999999,0.124057025,8.0270610000000006E-2,9.6250290000000002E-2,9.3978010000000001E-2,9.7580164999999996E-2,0.11289853599999999,9.3043890000000004E-2,8.7226509999999993E-2,4.2050763999999997E-2]
["2012-10-27",0.67210270000000005,0.66384715000000005,0.64343419999999996,0.64150720000000006,0.69879429999999998,0.64062536000000003,0.70649709999999999,0.57572849999999998,0.63256199999999996,0.67078596000000001,0.68343940000000003,0.73934820000000001,0.86152700000000004]
["2012-10-29",0.25865411999999999,0.26553640000000001,0.29560572000000002,0.22929405,0.24373275,0.30940118,0.29250014000000002,0.27056089999999999,0.26896231999999998,0.28159319999999999,0.29241464,0.32360952999999998,0.34144026]
["2012-11-03",0.43376744,0.4682074,0.38455384999999997,0.41424100000000003,0.46295974000000001,0.42818580000000001,0.467638,0.29732615000000001,0.39697402999999998,0.51605177000000002,0.39533847999999999,0.50792990000000005,0.33756535999999998]
["2012-11-08",0.51884216000000005,0.57021619999999995,0.49693224000000003,0.52009463,0.53484209999999999,0.56370799999999999,0.52922462999999997,0.42239216000000002,0.52067107000000001,0.66352575999999996,0.48013990000000001,0.58343789999999995,0.68665350000000003]
["2012-11-10",3.2279067000000002E-2,0.15750158,4.1174658000000003E-2,0.13615179999999999,0.14531213000000001,6.6346139999999998E-2,3.6965526999999998E-2,3.5057924999999997E-2,4.1135515999999997E-2,0.17542468,4.1877511999999999E-2,6.8001575999999994E-2,7.4402319999999997E-3]
["2012-11-15",2.9718168E-2,9.4471139999999995E-3,1.028887E-2,5.5661620000000004E-3,4.3144149999999999E-2,4.8903413E-2,4.2942803000000002E-2,1.4341188E-2,0,1.9792150000000001E-2,4.1676484E-2,0.10900787000000001,0]
["2012-11-20",0.40386664999999999,0.43100914000000001,0.33199304000000002,0.44274269999999999,0.43203009999999997,0.35999799999999998,0.36009666000000001,0.31537786000000001,0.40167809999999998,0.48531269999999999,0.3505587,0.37246787999999997,0.34883866000000002]
["2012-11-25",0.93852979999999997,0.94913409999999998,0.69799219999999995,1.0200020000000001,1.0399342,0.75206214000000005,0.83516710000000005,0.67186829999999997,0.85447859999999998,1.0065852,0.79600185000000001,0.86096819999999996,0.49673574999999998]
["2012-11-29",0.14302546999999999,0.17019825999999999,6.9675639999999997E-2,0.16677106999999999,0.17242445000000001,9.5937066000000001E-2,0.14033788,0,0.12877044000000001,0.19936841999999999,7.6731969999999997E-2,0.15027209,0.17839052]
["2012-12-02",0.11457649,0.18473076999999999,0,0.18252273999999999,0.19276752,3.3871266999999997E-2,8.3414429999999998E-2,0,6.0718517999999999E-2,0.25725155999999999,0,9.9110760000000006E-2,0.15720786]
["2012-12-07",0.37979096000000001,0.34769433999999999,0.38301765999999998,0.33119500000000002,0.38146190000000002,0.3933181,0.41702336000000001,0.33764812,0.35634666999999998,0.33810699999999999,0.41016947999999998,0.46116790000000002,0.25376900000000002]
["2012-12-12",0,0,0,1.6454046999999999E-2,3.6176270000000003E-2,0,0,0,0,8.6100469999999998E-2,0,3.8555949999999999E-2,0]
["2012-12-13",6.0038756999999998E-2,5.5097809999999997E-2,0,8.5989079999999996E-2,9.2295355999999995E-2,3.8765404000000003E-2,3.219325E-2,0,2.2876925999999999E-2,0.12541625000000001,2.9460977999999999E-2,9.2288784999999998E-2,1.6049313999999999E-2]
["2012-12-21",0,4.7966613999999998E-2,0,0,0,1.6111110000000001E-2,4.8816735000000002E-3,0,9.9499775000000002E-3,0.10504521999999999,0,1.1358639E-2,0.1057548]
["2012-12-24",0.22474556000000001,0.24825674,0.15846589999999999,0.25650983999999999,0.24372711999999999,0.18710479999999999,0.18446729000000001,0.15596718000000001,0.22606689999999999,0.29829347000000001,0.18250110999999999,0.19985855,8.6790464999999997E-2]
["2012-12-29",0.67058479999999998,0.73219769999999995,0.67177430000000005,0.67004514000000004,0.65992534000000003,0.68909883000000005,0.66415256,0.61875427000000005,0.72085359999999998,0.78794839999999999,0.65348139999999999,0.65804773999999999,0.75806189999999996]
["2012-12-30",0.6871796,0.70291559999999997,0.63500769999999995,0.69838540000000005,0.72020139999999999,0.66970474000000002,0.67334930000000004,0.5965509,0.66343370000000002,0.75668687000000001,0.66339720000000002,0.71602840000000001,0.63917930000000001]
["2013-01-04",0.15684438000000001,0.16264038,0.15600196999999999,0.13036439,0.14946752999999999,0.20530746999999999,0.18253021,0.13821222,0.15015632000000001,0.21012706,0.17497376000000001,0.24540145999999999,0.11001623000000001]
["2013-01-10",1.8363235999999999E-3,0,0,1.6257035999999999E-2,1.36918565E-2,0,0,0,0,0,0,3.5172737999999999E-3,0]
["2013-01-15",0.25468479999999999,0.25093088000000002,0.12419331,0.3173919,0.32643768000000001,0.15872173000000001,0.20356906999999999,8.3948999999999996E-2,0.19706303999999999,0.28577814000000001,0.1638616,0.23005185,9.2837534999999999E-2]
["2013-01-16",2.9233266000000001E-2,2.3926571000000001E-2,0,5.8779369999999997E-2,8.3905499999999994E-2,0,6.1681549999999998E-3,0,0,5.6770729999999998E-2,0,4.8742689999999998E-2,0]
["2013-01-22",0.20365098000000001,0.23708718000000001,0.12694804000000001,0.25501289999999999,0.24486405,0.15104748000000001,0.15853993999999999,0.1166295,0.19061305000000001,0.30210477000000002,0.15007149,0.16968495,0.12796983000000001]
["2013-01-27",0.70062303999999997,0.78209686,0.71215919999999999,0.68660469999999996,0.70192480000000002,0.71990909999999997,0.75266699999999997,0.58669864999999999,0.72004265000000001,0.83316789999999996,0.6829153,0.7458555,0.80746775999999998]
["2013-02-01",0.23285623,0.25462415999999999,0.28631845,0.22729605,0.22949149999999999,0.29844609999999999,0.25468412000000001,0.23394492,0.2569265,0.28644392000000002,0.2452908,0.26767324999999997,0.52170689999999997]
["2013-02-02",0.66599830000000004,0.67590070000000002,0.62800029999999996,0.63450616999999998,0.69217519999999999,0.64757173999999995,0.70129805999999995,0.52242140000000004,0.63022449999999997,0.68315274000000004,0.63806116999999996,0.72491669999999997,0.54353549999999995]
["2013-02-07",0.70685977,0.74603010000000003,0.57914953999999996,0.75644440000000002,0.78569299999999997,0.63143329999999998,0.65340830000000005,0.5048224,0.66226273999999996,0.80527499999999996,0.59147596000000002,0.67422557000000005,0.62441530000000001]
["2013-02-14",0.52108730000000003,0.54493546000000004,0.54235195999999997,0.46921995,0.50656073999999995,0.54777629999999999,0.56888366000000001,0.48301064999999999,0.52926826000000005,0.55356735000000001,0.54531600000000002,0.58271384000000004,0.38301128000000001]
["2013-02-18",0.4815006,0.51549029999999996,0.45223503999999998,0.43191466000000001,0.50272660000000002,0.46189004,0.55687830000000005,0.33782676,0.43356860000000003,0.52729899999999996,0.46547224999999998,0.56988139999999998,0.34644862999999998]
["2013-02-19",0.38620046000000002,0.46686709999999998,0.31959241999999999,0.31377104,0.42214944999999998,0.31277078000000003,0.51647849999999995,0.114877224,0.29700633999999998,0.43821090000000001,0.3197103,0.47246569999999999,0.27088299999999998]
["2013-02-24",0.77222219999999997,0.77459794000000004,0.59086274999999999,0.82294213999999999,0.82541584999999995,0.63088465000000005,0.60254370000000002,0.55818749999999995,0.75902515999999998,0.82337046000000003,0.60306090000000001,0.63911720000000005,0.89504930000000005]
["2013-02-28",0.54649239999999999,0.57332810000000001,0.56564724,0.58154570000000005,0.56762310000000005,0.56212949999999995,0.54711869999999996,0.52597444999999998,0.55742440000000004,0.62308306000000002,0.55210820000000005,0.56110287000000003,0.4931914]
["2013-03-07",0.39391799999999999,0.4103675,0.14873442000000001,0.42160399999999998,0.41067913,0.15666126,0.14293513999999999,0.13364205000000001,0.39739716000000003,0.44066085999999999,0.14099438,0.14883703000000001,0.26048412999999998]
["2013-03-08",0.25811129999999999,0.24747543,3.389093E-2,0.26103549999999998,0.26777415999999998,1.7378846E-2,3.0812574999999998E-2,3.7558053000000001E-2,0.24816827,0.22682197000000001,4.0830680000000001E-2,3.0215789999999999E-2,1.7351249999999999E-2]
["2013-03-13",0.81820780000000004,0.77258939999999998,0.93687589999999998,0.66994624999999997,0.77185400000000004,0.92042199999999996,0.94273859999999998,0.86911039999999995,0.80665629999999999,0.71510830000000003,0.94068399999999996,0.98310299999999995,0.61411554000000002]
["2013-03-18",0.40821126000000002,0.44750859999999998,0.42111300000000002,0.44713560000000002,0.41996154000000002,0.40063929999999998,0.40415593999999999,0.40169280000000002,0.42723179999999999,0.47505406,0.40591702000000002,0.38764969999999999,0.50067925000000002]
["2013-03-24",0.89765249999999996,0.78708977000000002,0.80625599999999997,1.0044316,0.97841140000000004,0.80463755000000003,0.80988709999999997,0.75025580000000003,0.89010069999999997,0.86985690000000004,0.80131260000000004,0.79563653000000001,1.3485973]
["2013-03-25",1.3959157,1.4462793,1.3119946,1.5018286999999999,1.4694414,1.3293633,1.3144883000000001,1.2415134000000001,1.4044981999999999,1.5500757999999999,1.3080977,1.3216467000000001,1.5558654999999999]
["2013-03-30",0.9847823,0.99851120000000004,1.0018043999999999,1.0201935,1.0308381,0.99314469999999999,0.97781940000000001,0.93560849999999995,0.97959830000000003,1.0254528999999999,0.97466039999999998,0.98610770000000003,1.2041113000000001]
["2013-04-04",1.0291908999999999,1.0849773,1.1415074000000001,1.0679116,1.0481796999999999,1.1031389,1.0510439,1.0341062999999999,1.0809135000000001,1.1359466,1.0516416,1.0338244000000001,1.5512785]
["2013-04-10",0.84417540000000002,0.93633230000000001,1.0961380000000001,0.77386239999999995,0.76937789999999995,1.0353298,0.9697694,0.95897860000000001,0.9635513,0.932176,0.9451387,0.90227650000000004,1.4728569]
["2013-04-11",0.65849729999999995,0.64446590000000004,0.74068579999999995,0.596383,0.63070183999999996,0.69764762999999996,0.71248465999999999,0.7244429,0.67177092999999999,0.60364956000000003,0.74090429999999996,0.70987164999999997,0.51700069999999998]
["2013-04-16",1.4253488000000001,1.6133405999999999,2.1816895000000001,1.1262631000000001,1.1621587,2.0422799999999999,1.8354729999999999,1.8609895999999999,1.7390859999999999,1.5832759000000001,1.7942343999999999,1.7242461,3.4944986999999998]
["2013-04-21",2.1024474999999998,2.1673526999999999,2.2122936000000002,1.9375758000000001,2.0613874999999999,2.191608,2.2477187999999999,2.0483440000000002,2.1380854,2.0782862,2.1592666999999999,2.1603686999999998,2.4434197000000002]
["2013-04-24",1.4642656000000001,1.7237534999999999,1.7822818,1.3371721999999999,1.3024290000000001,1.7293297999999999,1.6401209000000001,1.5549805999999999,1.7151706,1.7496526999999999,1.5410808,1.4752552999999999,2.7555236999999999]
["2013-04-28",2.2485645000000001,2.3624434000000001,2.07748,2.3173026999999999,2.3408175,2.0990633999999999,2.1688485000000002,1.9702818,2.2467760000000001,2.4015686999999999,2.0882187000000001,2.085699,2.3087518]
["2013-05-03",3.3461789999999998,3.4489863000000001,3.3010107999999998,3.2887930000000001,3.3925972,3.3287426999999998,3.4014503999999999,3.1099277000000001,3.3478240000000001,3.4396892000000001,3.2736510000000001,3.3087819999999999,3.5913331999999998]
["2013-05-08",1.4925754,1.5929249999999999,1.6388845000000001,1.5291938,1.4923641999999999,1.5903912,1.5353220000000001,1.5139844,1.5769892999999999,1.6195474000000001,1.5107988000000001,1.4694256999999999,2.1620879999999998]
["2013-05-13",2.1807194000000001,2.2058608999999998,2.4278765,2.0407763000000001,2.1075575,2.364385,2.3229066999999999,2.2957646999999999,2.2643846999999999,2.1745714999999999,2.3322196000000002,2.2900010000000002,2.3925036999999998]
["2013-05-17",1.4283828000000001,1.3828132,1.5143641000000001,1.3361812,1.3976896999999999,1.506697,1.4935659999999999,1.510127,1.4245209000000001,1.3532846999999999,1.5422761,1.5551398000000001,1.2553477]
["2013-05-20",1.024286,0.49140220000000001,1.2264546000000001,0.39647295999999999,0.94816630000000002,1.1720754,1.1579691999999999,1.2169467,0.55381453000000003,0.43573289999999998,1.212574,1.186256,0.9367299]
["2013-05-25",3.0959880000000002,3.1133163000000001,3.1449145999999999,3.1053677,3.1577600000000001,3.0935275999999998,3.1247820000000002,3.0147620000000002,3.0937041999999999,3.0805213,3.1012008,3.0616699999999999,3.1846168000000001]
["2013-05-30",1.240507,1.307782,1.4438176,1.1477609,1.1491791,1.3736257999999999,1.3638325,1.389489,1.33812,1.2713687,1.3807501,1.3269457,0.83839476000000002]
["2013-06-04",3.0905876000000001,3.0379390000000002,3.5667840000000002,2.7598991000000002,2.9303184,3.4316019999999998,3.419934,3.4572867999999999,3.1730546999999998,2.8955633999999999,3.49491,3.4081646999999999,3.3050362999999998]
["2013-06-06",3.6531012,3.5961072000000001,3.7179785000000001,3.4478216000000002,3.6087090000000002,3.6694949000000001,3.7702372,3.6848147,3.6458669000000001,3.4674735000000001,3.809418,3.7447664999999999,3.4468713000000002]
["2013-06-11",1.2708828000000001,1.3845851,1.514985,1.2204120000000001,1.1966796,1.4465429000000001,1.3828471,1.3968472000000001,1.4024903,1.4101735,1.3705163,1.3127515000000001,2.3550265000000001]
["2013-06-16",2.2934575000000001,2.3981674000000002,2.4090250000000002,2.2851086,2.2742412000000001,2.4017740000000001,2.3243735000000001,2.2586884,2.3975157999999999,2.4506564000000002,2.2804582,2.262715,3.1859316999999998]
["2013-06-18",2.2757299999999998,2.3345516000000002,2.1216203999999999,2.4938625999999999,2.4180685999999998,2.1084154000000002,2.1293948,2.0493252000000002,2.2467758999999998,2.3798279999999998,2.0836337,2.0568590000000002,2.2678259999999999]
["2013-06-23",2.2624787999999998,2.3598590000000002,2.3714911999999999,2.2131460000000001,2.2112335999999999,2.3573152999999998,2.3145695000000002,2.2636186999999999,2.3692690000000001,2.4048189999999998,2.3042444999999998,2.2798755000000002,2.4968165999999998]
["2013-06-28",1.2197874,1.2139915999999999,1.4127485,0.51813390000000004,0.54949605000000001,1.3677146,1.3471588000000001,1.4034435000000001,1.2677541999999999,0.56372009999999995,1.3913544,1.3714606,1.3320552999999999]
["2013-07-03",1.5992194,1.5763073000000001,1.8303952999999999,1.4453202000000001,1.5128775999999999,1.8214948,1.7428693,1.7937270000000001,1.6496503,1.5507740999999999,1.7907156,1.8048371999999999,2.0623295000000001]
["2013-07-04",2.0184603000000001,2.2569623000000001,2.5198369999999999,1.8654397,1.8298718,2.42028,2.2722547,2.2817748,2.3022947,2.2598194999999999,2.219617,2.1321368000000001,3.6309309999999999]
["2013-07-11",3.1491232,3.2243947999999998,3.6000640000000002,2.8968194,2.9715047000000001,3.5442654999999998,3.4446476000000001,3.4585279999999998,3.3145424999999999,3.2272696000000001,3.4739722999999998,3.4442108,3.5030277000000001]
["2013-07-15",4.2900453000000001,4.3844966999999997,4.3888597000000003,4.2364699999999997,4.2918010000000004,4.5804644000000003,4.3841799999999997,4.2453294000000001,4.3470253999999997,4.5582010000000004,4.3313519999999999,4.4989210000000002,4.9941896999999997]
["2013-07-20",2.2556305000000001,1.9993947000000001,2.6028106000000002,1.8625242,2.1076480000000002,2.5775633,2.5503273000000002,2.7058032000000001,2.1890809999999998,1.8393854000000001,2.7352086999999998,2.774851,1.7405687999999999]
["2013-07-21",3.0456173,2.8807610000000001,2.9160477999999999,2.8360634,3.0115376,2.9841856999999998,3.1078465,3.0988288000000002,2.9152776999999999,2.8051306999999999,3.2336589999999998,3.2992666000000002,2.0936170000000001]
["2013-07-29",3.0427167000000002,3.2469825999999999,2.9655613999999999,3.2279675000000001,3.1276335999999998,2.9758637000000001,2.9636152,2.8070560000000002,3.1239870000000001,3.4057664999999999,2.8698573000000001,2.8460245,3.4218855000000001]
["2013-08-01",4.2696357000000003,4.4735849999999999,4.4892060000000003,4.1653909999999996,4.2113110000000002,4.5317160000000003,4.4600479999999996,4.2426969999999997,4.4108733999999998,4.5843024000000003,4.3388910000000003,4.3887805999999996,5.1824250000000003]
["2013-08-06",3.1923062999999998,3.2615173,2.8769855,3.3108453999999998,3.3334963000000002,3.0008178000000001,3.0618546000000002,2.8362281,3.1170149999999999,3.3855867000000002,2.989735,3.0844520000000002,2.9483397]
["2013-08-07",2.0705325999999999,2.0682955000000001,2.4023519000000002,1.8208055000000001,1.9321462,2.4184017,2.277396,2.2789510000000002,2.1712766000000001,2.0263993999999999,2.2827644,2.3329787,2.7541362999999999]
["2013-08-12",2.7102162999999999,2.753889,2.7986119999999999,2.666382,2.7006104,2.9108900000000002,2.7637613000000001,2.6799846000000001,2.7591116000000002,2.9305975000000002,2.7390289999999999,2.8649553999999999,2.7449219999999999]
["2013-08-18",2.5427647000000002,2.7221434000000002,2.8731897000000002,2.4099362000000002,2.4270697000000001,2.8612213,2.7422651999999998,2.6367843,2.7274714000000002,2.7890584,2.6597385,2.6651068000000002,3.6298919999999999]
["2013-08-23",2.9116309999999999,3.0099746999999999,2.7000402999999999,2.9706350000000001,3.0030415000000001,2.8151592999999999,2.8233747,2.5879761999999999,2.8900427999999998,3.0935507000000002,2.7111084000000001,2.8219911999999998,2.9184785]
["2013-08-24",0.98205140000000002,0.95564150000000003,1.0951582,0.92813009999999996,0.95560529999999999,1.0910738,1.0495797,1.090919,0.98818019999999995,0.93657290000000004,1.0794265999999999,1.0977813999999999,0.97747859999999998]
["2013-08-29",2.3503409999999998,2.4947832000000001,2.5572542999999999,2.1461972999999999,2.2425730000000001,2.5985596000000002,2.5756234999999998,2.3400400000000001,2.450866,2.5185688000000002,2.445916,2.5298617000000001,3.1013571999999998]
["2013-09-04",2.6431675000000001,2.7767016999999998,2.7226868,2.4416756999999998,2.6103876000000001,2.742569,2.8813884000000001,2.4434783000000002,2.6446201999999999,2.7278934000000001,2.6635175000000002,2.7928698000000001,3.0564345999999998]
["2013-09-09",0.76939404,0.79180130000000004,0.93453439999999999,0.71984190000000003,0.73198706000000002,0.89604830000000002,0.85884470000000002,0.87383319999999998,0.81576455000000003,0.78683360000000002,0.86513399999999996,0.85427129999999996,1.3700131]
["2013-09-10",1.5317394,1.479911,1.6017121999999999,1.4178529,1.5066572,1.6194738,1.6120726999999999,1.5663579000000001,1.5144956999999999,1.4627672,1.6346852000000001,1.6918774000000001,1.188463]
["2013-09-15",1.1145798,1.1696789000000001,1.0623203999999999,1.1588400000000001,1.1487191999999999,1.0621849999999999,1.0833550999999999,1.0053810000000001,1.1237581999999999,1.2161877000000001,1.0563358,1.0581248999999999,1.0963807999999999]
["2013-09-22",0.65223609999999999,0.69219989999999998,0.92281619999999998,0.54402419999999996,0.5722197,0.89103589999999999,0.80420285000000002,0.79103400000000001,0.7392531,0.64825129999999997,0.76184240000000003,0.77347933999999996,1.3878108]
["2013-09-26",1.2621013999999999,1.4072066999999999,1.281798,1.3043302000000001,1.2859223,1.3183202000000001,1.2714049999999999,1.1239648,1.31908,1.4963639,1.1670418,1.2191103999999999,1.7825394000000001]
["2013-09-27",1.3868992,1.479023,1.3888141000000001,1.3815219999999999,1.4218588999999999,1.4046546,1.4460504000000001,1.2322156,1.3835468,1.5258940000000001,1.3395657999999999,1.4158375000000001,1.5787263]
["2013-10-02",0.67969120000000005,0.77373400000000003,0.71177120000000005,0.69983463999999995,0.66730210000000001,0.73164355999999997,0.68803656000000002,0.64838432999999995,0.74497749999999996,0.86062139999999998,0.65393190000000001,0.67264369999999996,1.2938954]
["2013-10-06",0.97653029999999996,1.0450870999999999,0.97242340000000005,0.91335359999999999,1.0068847999999999,1.0151718999999999,1.0969032000000001,0.77182519999999999,0.93222850000000002,1.0825233000000001,0.93751720000000005,1.1039882999999999,1.4707257]
["2013-10-13",0.38774930000000002,0.39737860000000003,0.41607450000000001,0.39050509999999999,0.20203215999999999,0.4080337,0.39239575999999998,0.38131389999999998,0.39852514999999999,0.40700839999999999,0.3907427,0.38873429999999998,0.58176329999999998]
["2013-10-14",0.50719360000000002,0.49824469999999998,0.47121930000000001,0.51462560000000002,0.53841764000000003,0.4868594,0.49503845000000002,0.45422244000000001,0.47780309999999998,0.52043839999999997,0.4912783,0.52606940000000002,0.52958890000000003]
["2013-10-19",0.30713567000000003,0.30901119999999999,0.35124546000000001,0.28198322999999997,0.29192712999999998,0.35992646,0.33655953,0.34603541999999998,0.31613449999999998,0.31936154,0.34705019999999998,0.36778674,0.36652436999999999]
["2013-10-24",0.38831054999999998,0.46122056,0.38851848,0.35107416000000002,0.39125004000000002,0.38735214000000001,0.4653737,0.26465230000000001,0.37436133999999999,0.47400769999999998,0.36513277999999999,0.43858510000000001,0.64371824]
["2013-10-29",0.76485040000000004,0.83248180000000005,0.74616223999999998,0.67772730000000003,0.76615876000000005,0.78268400000000005,0.85402310000000003,0.60778739999999998,0.73715050000000004,0.86748239999999999,0.74887840000000006,0.88384700000000005,0.73855585000000001]
["2013-10-31",0.47407623999999998,0.46362283999999998,0.43662744999999997,0.47695389999999999,0.49182920000000002,0.46548945000000003,0.45385160000000002,0.43594579999999999,0.45864074999999999,0.49237996000000001,0.46411839999999999,0.49416539999999998,0.47717354000000001]
["2013-11-05",0.4606653,0.46689619999999998,0.46478829999999999,0.44700689999999998,0.45843764999999997,0.4973841,0.4738348,0.45324155999999999,0.46229559999999997,0.51214340000000003,0.48487385999999999,0.52946470000000001,0.30332133]
["2013-11-10",0.29342269999999998,0.36416227000000001,0.16443889,0.30292143999999999,0.35693738000000003,0.19964875000000001,0.33085690000000001,4.5781894999999996E-3,0.22004418000000001,0.38618264000000002,0.17489065000000001,0.32331233999999998,0.27381566000000002]
["2013-11-16",8.3296729999999999E-2,9.0541564000000005E-2,2.7103296999999998E-2,0.10165076000000001,0.13268943,6.3660233999999996E-2,7.3280979999999996E-2,0,3.6152526999999997E-2,0.1244142,3.295828E-2,0.110999234,0.11788869]
["2013-11-17",0,7.3743589999999998E-2,0,0,0,0,0,0,6.1624393E-2,0.11514165,0,0,0]
["2013-11-22",0.33992644999999999,0.36001464999999999,0.23816502000000001,0.38339993,0.37854427000000002,0.27457280000000001,0.31315145,0.19060974999999999,0.3140599,0.41002628000000002,0.2774258,0.33693725000000002,0.50564580000000003]
["2013-11-27",0,0,0,5.8213520000000001E-3,4.8710964999999998E-3,9.0907650000000007E-3,0,0,0,2.6313247000000001E-2,0,2.7307253E-2,0]
["2013-11-30",0.36453216999999999,0.34928426000000001,0.342061,0.3289725,0.38196099999999999,0.38493759999999999,0.37686574,0.28410142999999999,0.33921853000000002,0.35967054999999998,0.34890179999999998,0.4263904,0.36478797000000002]
["2013-12-04",0.30802089999999999,0.30658047999999999,0.23114955000000001,0.35397044,0.35213529999999998,0.29389443999999998,0.2638665,0.21340266999999999,0.28091840000000001,0.37198295999999997,0.25322810000000001,0.32008934,0.17086325999999999]
["2013-12-09",0,0,0,0,0,0,0,0,0,3.8147001999999999E-2,0,0,0.28335184000000002]
["2013-12-14",0.22561510000000001,0.26446286000000002,0.30781906999999997,0.18415627000000001,0.21461695,0.31449171999999997,0.28565666000000001,0.24270658000000001,0.23961574999999999,0.29410683999999998,0.26746878000000002,0.30825686000000002,0.4487643]
["2013-12-19",0.19572432000000001,0.2328895,0.118205614,0.21948622000000001,0.23548620000000001,0.16839588,0.20498617,3.5138186000000002E-2,0.15317696,0.2839082,0.13108433999999999,0.24207862999999999,0.30645144000000002]
["2013-12-23",0.50440790000000002,0.59330939999999999,0.39446103999999999,0.6020257,0.56866470000000002,0.41497869999999998,0.41924506,0.36732617000000001,0.49872060000000001,0.65698350000000005,0.4087614,0.41615426999999999,0.34532845000000001]
["2013-12-26",0,0,0,0,0,0,0,0,0,3.1164415000000001E-2,0,0,0]
["2013-12-31",0.22816162000000001,0.27163314999999999,0.20770983000000001,0.27825033999999998,0.24986157000000001,0.22732401999999999,0.20120275000000001,0.18035412000000001,0.24671837999999999,0.33041966,0.19412905,0.21296846999999999,0.20929017999999999]
["2014-01-05",0.112501964,0.17196411,9.2617480000000002E-2,0.17105873999999999,0.13920157999999999,0.10408895999999999,8.811476E-2,4.5796139999999999E-2,0.13192791000000001,0.23739326999999999,6.2106367000000003E-2,7.6693399999999995E-2,0.23511997000000001]
["2014-01-10",0,4.7261648000000003E-2,0,0,3.0356699999999999E-3,0,1.6387652999999999E-2,0,0,9.0571189999999996E-2,0,2.0589037000000001E-2,0.10598327]
["2014-01-12",6.2907870000000005E-2,0.10353757399999999,2.0808187999999998E-2,7.6861070000000004E-2,8.7985499999999994E-2,3.7051807999999999E-2,5.6453000000000003E-2,0,4.5641675999999999E-2,0.14549403,3.3264589999999997E-2,6.4068853999999995E-2,9.607781E-2]
["2014-01-17",0.43573099999999998,0.44473950000000001,0.29546812,0.52794229999999998,0.51064469999999995,0.33313912000000001,0.34654935999999997,0.27784467000000002,0.39830280000000001,0.50249770000000005,0.33113011999999997,0.36214225999999999,0.35180438000000003]
["2014-01-22",0.10545905,0.14959243999999999,9.1349479999999997E-2,0.11607109,0.10565275,0.10744823000000001,0.10941301,3.7101660000000002E-2,0.12606999999999999,0.18114301999999999,7.3527633999999994E-2,0.10453078,9.2004290000000002E-2]
["2014-01-23",0.17658946,0.21249874999999999,0.20337105999999999,0.15128997,0.1756693,0.22658707,0.21747834999999999,0.14272003999999999,0.18021409999999999,0.25028265,0.18388103,0.24625514000000001,0.20188210000000001]
["2014-01-28",0.4355231,0.47233686000000003,0.39689933999999999,0.46260994999999999,0.4525304,0.41924146000000001,0.41286156000000002,0.34944633000000003,0.44953569999999998,0.51715089999999997,0.39240700000000001,0.41859489999999999,0.3754227]
["2014-02-03",0.53318845999999998,0.59279864999999998,0.50023293000000002,0.51884615000000001,0.56098323999999999,0.52107537000000004,0.54375076,0.45605704000000002,0.51211209999999996,0.63140839999999998,0.51553243000000004,0.56934302999999997,0.47305256000000001]
["2014-02-08",1.0000895999999999,1.0770656999999999,1.0822061000000001,0.95113519999999996,0.98075579999999996,1.0600248999999999,1.0681274999999999,0.9455192,1.0492218,1.0947047000000001,1.0185538999999999,1.0367702999999999,1.2296526000000001]
["2014-02-09",1.2132428,1.3045644999999999,1.229549,1.1705444,1.1984840000000001,1.2428865,1.2400142000000001,1.1145186,1.2696474,1.3601407999999999,1.1955003,1.2271478,1.3383512]
["2014-02-16",0.56914659999999995,0.71134980000000003,0.57308185,0.49999714000000001,0.58180635999999997,0.57883359999999995,0.69056684000000002,0.34920856,0.55143770000000003,0.73903847,0.50921077000000003,0.64375890000000002,0.92894069999999995]
["2014-02-20",0.46004134000000002,0.50184930000000005,0.57259939999999998,0.39988449999999998,0.41858374999999998,0.55367255000000004,0.5332654,0.49106526,0.51114150000000003,0.50382066000000003,0.51449350000000005,0.51915823999999999,0.68624145000000003]
["2014-02-25",0.85250510000000002,0.94166850000000002,0.87667240000000002,0.88394340000000005,0.85583609999999999,0.88205199999999995,0.86019429999999997,0.7765784,0.90863519999999998,1.0148471999999999,0.82180790000000004,0.83772100000000005,1.0751318999999999]
["2014-02-26",0.81499153000000002,0.94950100000000004,0.82892853,0.76241773000000002,0.82694274000000001,0.82623917000000002,0.92718219999999996,0.62347406000000005,0.80745363000000003,0.97403969999999995,0.77010049999999997,0.87811680000000003,1.0976881999999999]
["2014-03-06",0.95267919999999995,1.0825958,0.84885750000000004,0.96738550000000001,1.0457232000000001,0.85839679999999996,0.92987779999999998,0.71974002999999998,0.92642869999999999,1.1320218,0.81315369999999998,0.86653040000000003,1.2305505999999999]
["2014-03-09",1.6291256000000001,1.9232590000000001,1.6342498999999999,1.5957546,1.6524430000000001,1.682707,1.7948176,1.2628083000000001,1.6761758,2.0752326999999999,1.4995315,1.7065809999999999,2.2179793999999999]
["2014-03-14",0.81185350000000001,0.87051650000000003,0.89278579999999996,0.69093660000000001,0.77761996,0.85139659999999995,0.94272769999999995,0.74509049999999999,0.82309467000000003,0.81366426000000003,0.84298850000000003,0.86305589999999999,1.0066307000000001]
["2014-03-15",1.6726806999999999,1.8290142,1.8104844,1.5855608000000001,1.6357043,1.8232812,1.8136854,1.5700985999999999,1.7606329999999999,1.9075936,1.6823268,1.7745204000000001,1.9292301999999999]
["2014-03-20",1.2974076999999999,1.4622389,1.3552839999999999,1.2882038,1.3067324,1.3220670000000001,1.3438251999999999,1.1867285999999999,1.3687214000000001,1.4950895,1.249784,1.2441134,1.7459188000000001]
["2014-03-24",1.3787575999999999,1.4889207,1.3714428999999999,1.3348973,1.4147999,1.3587735000000001,1.4456617,1.209884,1.3707754999999999,1.4913145999999999,1.3312869000000001,1.3781257,1.5870135000000001]
["2014-03-31",1.1131017999999999,1.1652164,1.2283653999999999,1.0566716,1.0598970999999999,1.3077365999999999,1.1884911,1.1596287000000001,1.1789953,1.3114786,1.1726204,1.2558857999999999,1.1977605]
["2014-04-01",1.9589192,2.1109716999999999,1.7176283999999999,2.0234852000000001,2.1048192999999999,1.7309299,1.9239446,1.5620890000000001,1.8683209999999999,2.1412274999999998,1.7428300000000001,1.8097008000000001,1.6874346]
["2014-04-06",0.80500996000000002,0.86571220000000004,0.90943529999999995,0.78504419999999997,0.7802557,0.87813160000000001,0.84590529999999997,0.83109650000000002,0.87254600000000004,0.88063290000000005,0.82990580000000003,0.8014751,1.2325424]
["2014-04-12",1.5318525000000001,1.6116379999999999,1.6472743000000001,1.4140778000000001,1.4589789,1.6588824,1.6380402999999999,1.5553083000000001,1.6111877999999999,1.6343364,1.6102428,1.6309463,1.6789658000000001]
["2014-04-17",2.1261964,2.2067754000000002,2.1120538999999998,2.0848686999999999,2.1190476,2.1530619,2.1626850000000002,2.0182747999999999,2.1589673,2.2796001000000001,2.1176574000000001,2.1670737,2.1637645000000001]
["2014-04-18",2.2624040000000001,2.2768427999999998,2.2693536000000001,2.1983386999999999,2.2816277,2.2711581999999999,2.3314385,2.1787242999999998,2.2400627000000002,2.2841317999999999,2.306006,2.3511237999999999,2.0637278999999999]
["2014-04-23",1.9389053999999999,2.0807028000000001,1.8707741,2.0431042000000001,2.0236231999999998,1.8367704,1.8872021000000001,1.712253,1.9717294000000001,2.1065947999999999,1.7774523,1.7364758,2.3978220000000001]
["2014-04-30",2.1128529999999999,2.1395263999999998,2.1105170000000002,2.0447438,2.1183106999999999,2.0607997999999998,2.1747296,2.0424256000000001,2.1021000000000001,2.0555569999999999,2.131059,2.0746956000000001,1.5133802999999999]
["2014-05-04",2.7590455999999999,2.9344385000000002,2.7373528,2.7480817000000002,2.7762047999999999,2.7289688999999999,2.8236439999999998,2.5845126999999999,2.8107394999999999,2.9707105,2.7131821999999999,2.7018194000000002,3.1136377]
["2014-05-05",2.8042647999999999,2.9598295999999999,2.8273549999999998,2.8223661999999998,2.8309608000000002,2.8229074000000001,2.8369038,2.6393684999999998,2.8758496999999998,3.0389585000000001,2.7341682999999999,2.7296239999999998,3.5014750000000001]
["2014-05-10",2.0652884999999999,2.2050747999999998,2.2698610000000001,2.0008656999999999,1.9891958000000001,2.2087439999999998,2.1752288000000002,2.1169026,2.2112088000000001,2.2359862000000001,2.1460216000000001,2.0837406999999999,2.3309950000000002]
["2014-05-15",3.178204,3.3160343000000001,3.1944091000000001,3.1725099999999999,3.2039551999999998,3.1519344,3.2474737,3.0515539999999999,3.2248914000000002,3.2965095,3.155907,3.0934536000000001,3.2537161999999999]
["2014-05-18",3.8721733,4.0340223000000002,3.8713677,3.9468985000000001,3.9529684,3.8572875999999998,3.906809,3.6906560000000002,3.9097233,4.120266,3.8061704999999999,3.7786756000000001,4.2725463000000001]
["2014-05-22",2.2784909999999998,2.4647009999999998,2.1897050999999998,2.3852090000000001,2.2953198000000001,2.1836063999999999,2.2231326,2.1084985999999999,2.3714024999999999,2.5786120000000001,2.1666565000000002,2.120689,2.1361425000000001]
["2014-05-27",1.0891223000000001,1.134234,1.2611041999999999,1.0498776000000001,1.0413125000000001,1.1749053,1.1762851000000001,1.2000887,1.1543924999999999,1.0869260999999999,1.1867342000000001,1.1220969000000001,0.72802204000000004]
["2014-06-01",3.0218574999999999,3.1753418,3.1315941999999999,3.0179898999999999,2.9912454999999998,3.1404662000000001,3.0920792000000001,3.0001167999999998,3.1352262,3.2382414000000002,3.0397455999999998,3.026872,3.4480027999999998]
["2014-06-06",4.0977955000000001,4.2178740000000001,4.0671473000000002,4.1468654000000003,4.1427126000000003,4.0761260000000004,4.093483,3.9362987999999999,4.1525400000000001,4.3019543000000002,4.0437250000000002,4.0140500000000001,4.2371917000000003]
["2014-06-08",3.7713008000000001,3.8822367,3.8480172000000001,3.6939856999999998,3.7166883999999998,3.9061336999999998,3.8645467999999998,3.7649772000000001,3.8606148,4.0086000000000004,3.84043,3.8586211000000001,3.9581757]
["2014-06-13",3.8468610999999999,3.9561959999999998,3.7632625000000002,3.9382950000000001,3.9056845,3.8474815000000002,3.8205127999999999,3.7093539999999998,3.8742409000000002,4.1032440000000001,3.7889409999999999,3.8194450999999998,3.4853003]
["2014-06-18",2.3680406000000001,2.340576,2.7932774999999999,2.132412,2.2355839999999998,2.7033741,2.6193628000000002,2.6822784,2.4620936000000002,2.2385890000000002,2.6605875000000001,2.6110506,2.2935935999999999]
["2014-06-24",3.1784471999999999,3.1768836999999999,3.0731285000000002,3.2140610000000001,3.2276433,3.1141899999999998,3.1519813999999999,3.1108356000000001,3.1396563,3.2171072999999999,3.1897345000000001,3.2110032999999998,2.4538790000000001]
["2014-06-25",3.4780628999999998,3.4704497000000001,3.5374949999999998,3.4235289999999998,3.4787940000000002,3.5552587999999998,3.5430755999999999,3.51017,3.4799304000000002,3.5146608000000001,3.5850344000000001,3.5852162999999999,3.3420904]
["2014-06-30",2.8291852,2.8982275,3.1579342000000001,2.6677076999999998,2.7154273999999998,3.10927,3.0310961999999999,3.0361251999999999,2.9572468000000001,2.9195470000000001,3.0409552999999998,2.9948459000000001,3.7374127000000001]
["2014-07-05",1.7637697000000001,1.8581582000000001,1.9091613999999999,1.8567610000000001,1.7934566000000001,1.8524702,1.7859414,1.7825568000000001,1.834808,1.8952118,1.7585888000000001,1.7148684999999999,2.2128823]
["2014-07-10",1.7745569999999999,1.1360973999999999,2.5123856,0.86912849999999997,1.0210840000000001,2.426831,2.3011157999999998,2.5399153000000001,1.8706262,1.0471823,2.5010664,2.5125983000000001,0.70052784999999995]
["2014-07-12",1.9821888000000001,1.8159959999999999,2.4585735999999998,1.5992907999999999,1.7965690000000001,2.3955921999999998,2.3194268,2.4648460000000001,2.0022845,1.6220793,2.4386828,2.4304986,1.9614001999999999]
["2014-07-17",4.1450915000000004,4.1370472999999999,3.9529057000000001,4.2281500000000003,4.283836,4.0145825999999998,4.0694119999999998,3.8989750999999999,4.0536620000000001,4.1646549999999998,4.0261917,4.0588384,3.5847704]
["2014-07-22",3.3451984000000001,3.0689609999999998,3.5710552,2.9641638000000001,3.2568082999999999,3.5398133000000001,3.5979648000000002,3.6242709999999998,3.2236934000000002,2.8592219999999999,3.7198259999999999,3.7427397,2.6435013000000001]
["2014-07-27",2.4879258000000002,2.5491874000000001,2.9795495999999999,2.2382357000000002,2.3075315999999999,3.027161,2.7811227000000001,2.8244245000000001,2.6500746999999998,2.5728339999999998,2.7898917000000001,2.8859059999999999,3.1978483]
["2014-07-31",3.4483432999999999,3.5852879999999998,3.4333526999999999,3.374736,3.4248185000000002,3.4810607,3.5130780000000001,3.3127789999999999,3.5099079999999998,3.6305603999999998,3.4283215999999999,3.4416992999999998,3.7590015000000001]
["2014-08-03",3.5414889999999999,3.7448423000000002,3.7432083999999999,3.4671311,3.5043055999999999,3.7625860000000002,3.6997580000000001,3.5079859999999998,3.6750069000000001,3.8355524999999999,3.5960188,3.6221410000000001,4.8862933999999996]
["2014-08-08",1.4336739000000001,1.4892650000000001,1.5407124999999999,1.4201505999999999,1.4046543,1.5438915,1.4920481000000001,1.5053084000000001,1.4821352999999999,1.5246865000000001,1.4957802,1.515185,1.4941716]
["2014-08-13",2.8305766999999999,2.9877234000000001,3.0281967999999999,2.6857994000000001,2.7354433999999999,3.0268096999999998,3.0025430000000002,2.8340619,2.965964,3.0399023999999999,2.9173969999999998,2.9326272000000002,3.3252891999999998]
["2014-08-18",2.3478167000000001,2.438841,2.5041313000000001,2.2647607000000001,2.2944295000000001,2.5358540000000001,2.4604653999999999,2.3762604999999999,2.4358409999999999,2.532581,2.4313633000000001,2.4826589000000001,2.4975999999999998]
["2014-08-19",2.8708402999999998,2.9657990000000001,2.8303525,2.8670610999999999,2.9139392000000002,2.8951479999999998,2.8932006000000001,2.6825785999999998,2.8864713000000002,3.0661396999999999,2.8080134000000001,2.8909981,2.6054895]
["2014-08-20",2.4805864999999998,2.5493925000000002,2.4020839999999999,2.4878041999999998,2.5267757999999998,2.4946972999999999,2.4856805999999998,2.3150327000000002,2.4714385999999999,2.6719553,2.4309761999999999,2.5349748000000001,2.2363198]
["2014-08-21",2.6179397,2.7793538999999998,2.4720333000000001,2.6965466,2.6788694999999998,2.5578134000000001,2.5568255999999998,2.3437182999999999,2.6563767999999999,2.9299688000000002,2.4601120000000001,2.5290119999999998,2.7457975999999999]
["2014-08-22",2.3830010000000001,2.3708117,2.3574571999999998,2.3451233,2.4079272999999999,2.4430000000000001,2.4072547000000002,2.3198167999999999,2.3532522,2.4665379999999999,2.4125220000000001,2.5194173000000002,2.2000030000000002]
["2014-08-23",2.6284543999999999,2.7255745,2.5272706,2.6490347000000001,2.6815994000000001,2.6103656000000002,2.6296544000000002,2.4180337999999999,2.6220330000000001,2.8486774000000001,2.5516095000000001,2.6552370000000001,2.3676417000000001]
["2014-08-24",2.2746186000000002,2.3724637,2.2437398000000002,2.2958471999999999,2.3204088,2.3227654000000002,2.2824656999999999,2.0960926999999998,2.2946813000000001,2.4901754999999999,2.1890603999999998,2.2862227000000002,2.4780432999999999]
["2014-08-25",0.43377845999999998,0.8973236,0.39489839999999998,0.50498873,0.47612199999999999,0.4005204,0.38955047999999998,0.37484770000000001,0.85931950000000001,0.94290660000000004,0.3782083,0.3847911,0.78037889999999999]
["2014-08-26",0.85742819999999997,0.4324248,0.54745120000000003,0.87039690000000003,0.88100509999999999,0.53081990000000001,0.45591429999999999,0.47648874000000002,0.45081670000000001,0.44959645999999998,0.44796114999999997,0.4548856,1.8819950000000001]
["2014-08-27",1.9945104,2.2149708000000001,1.8973667999999999,2.1820343000000002,2.083053,1.9141998,1.9015404,1.7291571999999999,2.0701263000000001,2.3700920000000001,1.7817761999999999,1.7862548,2.5637379999999999]
["2014-08-28",1.7356339999999999,1.8428637999999999,1.9311178,1.6775834999999999,1.6806665999999999,1.9043314,1.8581369999999999,1.7953914,1.8307732000000001,1.8777062,1.8137816,1.813018,2.1257684000000001]
["2014-08-29",1.8930612,1.9831676,2.0209928000000001,1.8184393999999999,1.8338973999999999,2.0293139999999998,1.976235,1.9049301999999999,1.9856392,2.0507342999999998,1.945238,1.9626205999999999,2.6044176000000001]
["2014-08-30",1.980324,2.0055510000000001,2.0199440000000002,1.9492882,1.9792368,2.0748806000000002,2.0027306,1.9412328000000001,2.0072854000000002,2.103291,1.992837,2.0628766999999999,2.4503876999999998]
["2014-08-31",2.0698260999999998,2.1282861,2.3447075000000002,1.8918045000000001,1.9610388000000001,2.3614926000000001,2.3015355999999998,2.1730711,2.1582314999999999,2.2033615000000002,2.2501533,2.3356430000000001,2.535901]
["2014-09-01",1.0887969,1.1811062000000001,1.0108995000000001,1.2017074999999999,1.1398336,1.0250254999999999,1.0233251999999999,0.97151220000000005,1.1084795999999999,1.2749051,0.98703169999999996,0.9904444,1.0697198000000001]
["2014-09-02",1.4468327000000001,1.5214082,1.6613526000000001,1.3147135999999999,1.3452139999999999,1.6780628,1.6055822,1.5651324,1.538862,1.5499604,1.5840000999999999,1.6272663000000001,1.6108444]
["2014-09-03",1.9724442,2.0499450000000001,1.8138981999999999,1.9826678,2.0242043000000001,1.8563248000000001,1.9522974,1.7594882000000001,1.9357542000000001,2.0862563000000001,1.8784974000000001,1.9336962,1.6209475]
["2014-09-04",1.7091334,1.7905262,1.3923308999999999,1.9138816999999999,1.8640846,1.4845067000000001,1.5208458,1.3870503999999999,1.6410690000000001,1.9363458,1.4680285,1.5395916999999999,1.1699352999999999]
["2014-09-05",1.0492309,1.0586457,0.57478470000000004,1.1134963,1.0928773000000001,0.68251720000000005,0.57836955999999995,0.57113990000000003,0.59343650000000003,1.1418064000000001,0.57567630000000003,0.68797960000000002,0.88799989999999995]
["2014-09-06",1.0209733999999999,1.0133258000000001,1.0592950000000001,0.95633699999999999,0.98280690000000004,1.1409768,1.0705638,1.0735399999999999,1.0263296,1.0857676999999999,1.0892497999999999,1.1882307999999999,0.87530079999999999]
["2014-09-07",1.4968786999999999,1.4974949,1.6589621000000001,1.4164791000000001,1.4874765000000001,1.661575,1.6250608,1.5276441999999999,1.5005097000000001,1.4988710000000001,1.5768990000000001,1.6402334000000001,1.7906728000000001]
["2014-09-08",2.3440590000000001,2.5055499999999999,2.2018743000000001,2.3533491999999998,2.4448664,2.2569764000000001,2.4090310000000001,1.9712828,2.2784436000000001,2.5800543,2.1934456999999998,2.3351207,2.2100759000000001]
["2014-09-09",1.9671285999999999,2.0820704000000001,2.0053523000000002,1.90679,1.9669186000000001,2.0406363000000001,2.1069610000000001,1.8083384,1.9723193999999999,2.1453172999999999,1.9645226,2.072381,1.9904252]
["2014-09-10",1.7592648,1.859024,1.8432271,1.69868,1.7179066000000001,1.8907776000000001,1.883362,1.7034516,1.8062106,1.9487786,1.8041997999999999,1.8958926,1.6492776]
["2014-09-11",1.357972,1.4413663000000001,1.356266,1.4545587,1.4034781000000001,1.4176309,1.3285809,1.2764127000000001,1.3916883,1.5868526000000001,1.2973756000000001,1.3594763999999999,1.4228284]
["2014-09-12",1.9415532,2.0590495999999998,1.7895918,1.9480329000000001,1.9898802,1.8596611999999999,1.9382463000000001,1.6947734000000001,1.9169579999999999,2.1290073,1.832192,1.9275372,1.5598799999999999]
["2014-09-13",1.6564007000000001,1.7109346000000001,1.5289642999999999,1.7185684000000001,1.7277389999999999,1.5835767999999999,1.6034842,1.4709208,1.6276816999999999,1.787971,1.5524502,1.6139417,1.4444115]
["2014-09-14",1.6384183000000001,1.7460644000000001,1.6799029999999999,1.5972181999999999,1.6080509999999999,1.7045732,1.705676,1.5727408,1.6922824000000001,1.8069504000000001,1.6442543999999999,1.6929482,1.6253875]
["2014-09-15",1.4238256,1.4982249000000001,1.3704333,1.4096873999999999,1.4309877,1.4182537,1.4514176999999999,1.3158818000000001,1.421192,1.5592287,1.3978143999999999,1.4682063000000001,1.2786493999999999]
["2014-09-16",1.7204218,1.761744,1.4785083999999999,1.759619,1.8401144,1.5337932999999999,1.6639591,1.4425169,1.6054759999999999,1.7882068,1.5841658000000001,1.6831156,1.1702342999999999]
["2014-09-17",1.2455765999999999,1.1660140999999999,1.1784493,1.197641,1.2703926999999999,1.2207338999999999,1.2624336,1.2360959,1.1576846999999999,1.1661891,1.3037703,1.3729085999999999,0.68432119999999996]
["2014-09-18",1.6555609,1.790964,1.5037377999999999,1.7247657000000001,1.7431504,1.5571839000000001,1.6153835999999999,1.4118814,1.6256609,1.8658484,1.5075125,1.5894454,1.3825297000000001]
["2014-09-19",1.0871948,1.1106399,0.88577899999999998,1.1415827000000001,1.1754173999999999,0.91802130000000004,1.0081403,0.88180599999999998,1.0113266999999999,1.1222646000000001,0.95287690000000003,0.99121689999999996,0.76063734000000005]
["2014-09-20",0.69102830000000004,0.68231520000000001,0.66880846000000005,0.67792110000000005,0.69675330000000002,0.67922245999999997,0.69369259999999999,0.67834099999999997,0.67197850000000003,0.67096776000000002,0.69375810000000004,0.71331860000000002,0.10887815000000001]
["2014-09-21",1.6804903,1.7307113000000001,1.6212441,1.6582676000000001,1.7050928000000001,1.6703722000000001,1.711549,1.5354285999999999,1.6612085999999999,1.7927943,1.6556112000000001,1.7506706000000001,1.6618698000000001]
["2014-09-22",1.6821626000000001,1.8441966000000001,1.5463673,1.7131335999999999,1.7622442,1.6171021000000001,1.722065,1.3353103,1.6479168,1.9654218000000001,1.5285283000000001,1.6855861999999999,1.8366674000000001]
["2014-09-23",1.2765574,1.3991834000000001,1.3329479,1.2871596000000001,1.2674681999999999,1.4211256999999999,1.3300491999999999,1.1879189000000001,1.3446119999999999,1.5814752999999999,1.2469295,1.3591579,1.6717485000000001]
["2014-09-24",1.5455061000000001,1.6183806999999999,1.5164405000000001,1.5421592,1.5818675,1.5644872999999999,1.5868739999999999,1.3862987,1.5323966,1.6987973000000001,1.4970177,1.6059505999999999,1.2258264999999999]
["2014-09-25",1.5690759999999999,1.6848193,1.4254643,1.6138443,1.6284536999999999,1.5100349,1.5318035999999999,1.3318177,1.5601661,1.8084388,1.4434236,1.5480769000000001,1.4499489000000001]
["2014-09-26",0.99108890000000005,1.1618790999999999,1.2455217000000001,0.92799860000000001,0.88946080000000005,1.2764021999999999,1.1305149999999999,1.0765241000000001,1.1549742999999999,1.2808816000000001,1.0624336999999999,1.1121327999999999,1.9473666000000001]
["2014-09-27",0.70256229999999997,0.77504930000000005,0.81032499999999996,0.6448526,0.64707714000000005,0.90601180000000003,0.77328509999999995,0.74543959999999998,0.77161544999999998,0.8606317,0.74306583000000004,0.82754505,1.127119]
["2014-09-28",1.1755355999999999,1.2747934999999999,1.1342848999999999,1.1257263,1.1920598,1.1972176999999999,1.242961,1.0182852,1.1595983999999999,1.3340012000000001,1.1287014,1.2396479,1.2378141]
["2014-09-29",0.44119550000000002,0.47289555999999999,0.52898000000000001,0.40465486000000001,0.39869719999999997,0.53755019999999998,0.49684634999999999,0.50783009999999995,0.48097259999999997,0.48558864000000002,0.49404229999999999,0.50665159999999998,0.44520654999999998]
["2014-09-30",0.99697690000000005,1.0822651000000001,1.1169777000000001,0.89956740000000002,0.94123469999999998,1.1430806,1.1334394000000001,0.99661049999999995,1.0439478,1.1301086,1.0632021,1.1462493,1.3092581000000001]
["2014-10-01",1.0753075999999999,1.0895151000000001,1.1753962,0.97568860000000002,1.0322165000000001,1.2464594,1.1785516,1.0872837,1.0936672999999999,1.1456352000000001,1.1394040000000001,1.2495476999999999,1.3719524999999999]
["2014-10-02",0.69931734000000001,0.75354460000000001,0.78063629999999995,0.67889476000000004,0.66956170000000004,0.83564099999999997,0.75615279999999996,0.71829986999999995,0.74410593999999997,0.85733910000000002,0.73071399999999997,0.80421304999999998,1.0197794]
["2014-10-03",0.99330439999999998,1.0931356999999999,1.0258697000000001,0.9356582,1.0123715,1.0315722000000001,1.099532,0.85822350000000003,0.97712030000000005,1.1177855000000001,0.97027249999999998,1.0677022,1.5123698999999999]
["2014-10-04",0.59487959999999995,0.63337003999999997,0.69646609999999998,0.57285299999999995,0.57120709999999997,0.67608844999999995,0.66700309999999996,0.63573813000000001,0.62505739999999999,0.65512687000000003,0.65487200000000001,0.66825056000000005,0.65890959999999998]
["2014-10-05",1.0647660000000001,1.1745612999999999,0.97622379999999997,1.0399547,1.1280344,1.0587808999999999,1.1148719,0.82100340000000005,1.0089863999999999,1.2554791999999999,0.96663659999999996,1.1395365,1.1865846]
["2014-10-06",0.98506839999999996,1.0233083999999999,0.83453900000000003,1.0914315999999999,1.0529447999999999,0.8831329,0.8926501,0.83710200000000001,0.96312679999999995,1.1342045999999999,0.89481409999999995,0.93297050000000004,0.75616839999999996]
["2014-10-07",1.0865727999999999,1.2115180000000001,1.070994,1.0444097999999999,1.0746119000000001,1.0954967,1.1684391000000001,0.93121160000000003,1.1032538000000001,1.2752836999999999,1.0602511999999999,1.1515236,0.9250176]
["2014-10-08",0.96480279999999996,0.97009659999999998,0.88262560000000001,0.93977290000000002,0.97077210000000003,0.92964369999999996,0.95152999999999999,0.89613209999999999,0.94198479999999996,1.014024,0.96342609999999995,1.0157965,0.72668429999999995]
["2014-10-09",2.0584864999999999,2.0882234999999998,1.6634555,2.1877239999999998,2.236993,1.7511076000000001,1.8992825,1.6177334000000001,1.9093817,2.1898813000000001,1.8186742,1.9333811999999999,1.4801053]
["2014-10-10",0.98052919999999999,1.0717601999999999,0.92403000000000002,0.99795929999999999,1.0328911999999999,0.94788309999999998,1.0173995,0.77749250000000003,0.95395280000000005,1.1328560999999999,0.89868990000000004,0.99689450000000002,1.1784258999999999]
["2014-10-11",0.6835601,0.74428539999999999,0.65043353999999998,0.65992755000000003,0.68431679999999995,0.67751930000000005,0.73911389999999999,0.55356810000000001,0.67423549999999999,0.79263059999999996,0.65469396000000002,0.74181085999999996,0.5986745]
["2014-10-12",0.48679990000000001,0.53878134,0.44512454000000001,0.55600285999999999,0.52452270000000001,0.44525394000000001,0.45568445000000002,0.39728019999999997,0.49446709999999999,0.59644909999999995,0.42485603999999999,0.42827349999999997,0.50087499999999996]
["2014-10-13",0.34270513000000002,0.37499802999999998,0.32844826999999999,0.37378693000000002,0.35422956999999999,0.32431843999999999,0.32680827000000001,0.31593335,0.35404544999999998,0.4102248,0.32584804000000001,0.3222892,0.33949137000000001]
["2014-10-14",0.31817020000000001,0.35098138000000001,0.31215164000000001,0.33117384,0.31673565999999997,0.31630772000000001,0.3145831,0.30493083999999998,0.33284121999999999,0.38420274999999998,0.31216484,0.31546091999999998,0.36169994]
["2014-10-15",0.30628514000000001,0.32668054000000002,5.2834418000000001E-2,0.36118109999999998,0.34055375999999998,6.9316370000000002E-2,4.8204113E-2,4.2211316999999998E-2,0.30318874000000001,0.36586046,4.0511850000000002E-2,5.5410306999999999E-2,0.38094786000000003]
["2014-10-16",0.57929224000000001,0.66228973999999996,0.51623859999999999,0.59930340000000004,0.6120797,0.5337674,0.59277150000000001,0.43636754,0.56279429999999997,0.71092580000000005,0.51115465000000004,0.57230632999999997,0.53070989999999996]
["2014-10-17",0.56596210000000002,0.66217300000000001,0.59304860000000004,0.55655889999999997,0.56230029999999998,0.60429690000000003,0.60818433999999999,0.51144694999999996,0.59443999999999997,0.71010039999999996,0.54766130000000002,0.58828484999999997,0.72155020000000003]
["2014-10-18",0.92031859999999999,1.0376818999999999,0.8733533,0.96154649999999997,0.95185280000000005,0.92086760000000001,0.90315100000000004,0.79717463,0.94109520000000002,1.1379467999999999,0.83716389999999996,0.89950929999999996,0.93735500000000005]
["2014-10-19",0.98000779999999998,1.1043567999999999,1.1222635999999999,0.89515579999999995,0.91794209999999998,1.1317071000000001,1.1125050000000001,0.95585149999999997,1.0583309999999999,1.1602998,1.0251572,1.0969446,1.6167058999999999]
["2014-10-20",1.0001173000000001,1.1082677000000001,0.9056012,0.99911519999999998,1.0347526,0.96967380000000003,0.99817330000000004,0.81980819999999999,0.99113620000000002,1.2088247999999999,0.91582010000000003,1.0176688,0.86849920000000003]
["2014-10-21",1.5477931,1.5742407,1.5038266,1.5216384999999999,1.5752212999999999,1.5251462,1.5660722,1.4139416,1.5276396999999999,1.6261135,1.5359255000000001,1.6039760999999999,1.5100910999999999]
["2014-10-22",0.98830370000000001,1.1056566999999999,0.96248509999999998,1.0185301,1.0010676000000001,1.0319855,0.99251149999999999,0.86665990000000004,1.0272140000000001,1.2458441,0.93370149999999996,1.0278141000000001,1.0876045999999999]
["2014-10-23",0.68954689999999996,0.75666480000000003,0.71067553999999999,0.69361156000000002,0.67408460000000003,0.76702530000000002,0.70041540000000002,0.66181769999999995,0.73736069999999998,0.85960700000000001,0.68280094999999996,0.73596309999999998,0.79624119999999998]
["2014-10-24",0.17924055,0.21055302000000001,0.25368360000000001,0.14972717999999999,0.14814703000000001,0.25847724,0.22095192999999999,0.22934452999999999,0.21545914999999999,0.22926995,0.21746235,0.22913310000000001,0.46203280000000002]
["2014-10-25",0.52887510000000004,0.60624427000000003,0.58040360000000002,0.48164593999999999,0.50588803999999998,0.63408609999999999,0.60503309999999999,0.49715873999999999,0.54594920000000002,0.67760980000000004,0.55369630000000003,0.65687519999999999,0.77703500000000003]
["2014-10-26",0.63532630000000001,0.71139300000000005,0.98286090000000004,0.56269279999999999,0.55876415999999995,1.0676703000000001,0.91091549999999999,0.92180359999999995,0.91240560000000004,0.86409420000000003,0.92235979999999995,0.85720350000000001,1.3295459999999999]
["2014-10-27",0.66140140000000003,0.81634430000000002,0.70806159999999996,0.55706113999999995,0.66111339999999996,0.72698224,0.80409379999999997,0.49412104000000001,0.65166139999999995,0.84866620000000004,0.62855165999999996,0.77662600000000004,1.1156404]
["2014-10-28",0.41636752999999999,0.50033450000000002,0.52534055999999996,0.34827659999999999,0.3637669,0.52168727000000004,0.55526423000000003,0.35853015999999999,0.45854294000000001,0.51776730000000004,0.45359820000000001,0.53645540000000003,0.90910409999999997]
["2014-10-29",6.5979466000000001E-2,9.6337809999999996E-2,0,5.2308936E-2,4.761336E-2,0,0,0,0.10122167999999999,0.107889965,0,8.3717890000000003E-2,0.67489869999999996]
["2014-10-30",0.24757744000000001,0.2900161,0.19521922,0.24142454999999999,0.28610872999999998,0.2201989,0.24870813,0.15668228000000001,0.21658437,0.32270113,0.19693426999999999,0.25831314999999999,0.24695882]
["2014-10-31",0.53860914999999998,0.69441204999999995,0.53149190000000002,0.53086140000000004,0.56152122999999998,0.58515110000000004,0.6300019,0.3338121,0.53507009999999999,0.80702280000000004,0.46398709999999999,0.6347796,0.89707239999999999]
["2014-11-01",0.60312710000000003,0.65757750000000004,0.72253429999999996,0.51414603000000003,0.55551386000000003,0.76396439999999999,0.72621139999999995,0.60525260000000003,0.63691319999999996,0.71028009999999997,0.67086330000000005,0.77968979999999999,1.0716382]
["2014-11-02",0.75496984,0.77919510000000003,0.65320739999999999,0.80227729999999997,0.78986339999999999,0.70273169999999996,0.69539079999999998,0.64846915000000005,0.74619173999999999,0.85363619999999996,0.69348719999999997,0.73133400000000004,0.70802379999999998]
["2014-11-03",0.41968155000000001,0.29237419999999997,0.37750440000000002,0.46780890000000003,0.46145016,0.40596694,0.38517073000000002,0.36279057999999997,0.40399456,0.34630646999999998,0.38994592,0.42062620000000001,0.4853789]
["2014-11-04",0.2108979,0.27453503000000001,0.14190182000000001,0.22520477999999999,0.24813534000000001,0.18852355000000001,0.23504253,4.7100327999999997E-2,0.17561203,0.34296460000000001,0.13994867999999999,0.25082116999999998,0.17704463000000001]
["2014-11-05",0.31388196000000002,0.34128776,0.28706147999999998,0.23601335000000001,0.33601492999999999,0.30918065,0.29796103000000002,0.24069404999999999,0.32175135999999999,0.38771462000000001,0.27775565000000002,0.3078803,0.60987616]
["2014-11-06",0.52776489999999998,0.61706740000000004,0.41643605,0.5867272,0.58755577000000003,0.46274775000000001,0.49008316000000002,0.34762644999999998,0.50568100000000005,0.71540605999999995,0.42379830000000002,0.49152675000000001,0.65144782999999995]
["2014-11-07",0.63181069999999995,0.69439154999999997,0.59916009999999997,0.61980480000000004,0.62969905000000004,0.62164929999999996,0.63916189999999995,0.54255149999999996,0.65344720000000001,0.74692594999999995,0.60707390000000006,0.64613609999999999,0.71876439999999997]
["2014-11-08",0.59385644999999998,0.65395899999999996,0.46505730000000001,0.67911520000000003,0.66009490000000004,0.50705120000000004,0.52040240000000004,0.44031635000000002,0.57275620000000005,0.74336610000000003,0.49349525999999999,0.53463059999999996,0.52086129999999997]
["2014-11-09",0.15119974,0.20640681999999999,5.9762757E-2,0.20560339999999999,0.19515415,0.10800116999999999,0.14732108999999999,0,0.1243074,0.27958503000000001,5.9977200000000001E-2,0.16507837,0.118271284]
["2014-11-10",0.38129404,0.4223577,0.34760582000000001,0.37124606999999998,0.39132070000000002,0.38587919999999998,0.39923972000000002,0.30107816999999998,0.37110722000000002,0.47344555999999999,0.36272088000000002,0.43089280000000002,0.34660605]
["2014-11-11",0.80492264000000002,0.83831060000000002,0.65861780000000003,0.84434699999999996,0.87479830000000003,0.70882904999999996,0.74026360000000002,0.63112175000000004,0.75533366000000002,0.90288659999999998,0.70946419999999999,0.76761323000000004,0.59875137]
["2014-11-12",0.79750659999999995,0.86588889999999996,0.55611219999999995,0.93327479999999996,0.90357050000000005,0.63401216000000005,0.67221224000000002,0.52613430000000005,0.74810460000000001,0.99795259999999997,0.62045835999999999,0.69692010000000004,0.68099266000000003]
["2014-11-13",0.50486989999999998,0.53703946000000002,0.41048871999999997,0.57101166000000003,0.54524669999999997,0.450602,0.44410810000000001,0.41408260000000002,0.49728749999999999,0.61899835000000003,0.44782040000000001,0.47889660000000001,0.39915814999999999]
["2014-11-14",0.27465919999999999,0.30299480000000001,0.25469983000000002,0.28443289999999999,0.277422,0.2840724,0.28209450000000003,0.22200397999999999,0.28102458000000002,0.35147004999999998,0.2660846,0.31921458000000003,0.29064366000000003]
["2014-11-15",8.7705459999999999E-2,7.5584165999999994E-2,1.4810538E-2,0.13960104000000001,0.13462694,3.5176623999999997E-2,4.6292048000000002E-2,1.6311275E-2,5.2017562000000003E-2,0.11012535,3.9827662999999999E-2,7.6136969999999998E-2,0]
["2014-11-16",8.6082324000000002E-2,7.1719409999999997E-2,4.0140502000000002E-2,0.11397098999999999,0,5.7391193E-2,5.8594874999999998E-2,5.1357407000000001E-2,6.0315420000000002E-2,0.10071169000000001,6.4876859999999995E-2,8.8326134000000001E-2,0]
["2014-11-17",0.12981760000000001,0.16627044999999999,0.11254635,0.17176430000000001,0.14920185999999999,0.12863632999999999,0.11183694,8.5164249999999997E-2,0.13987669999999999,0.22510642,9.7641420000000007E-2,0.11426884,0.17325032000000001]
["2014-11-18",0.10996415,0.15602714000000001,9.2393619999999996E-2,0.13690142,0.11888545,0.1237152,0.11390577,3.740454E-2,0.1240406,0.22425909999999999,7.5048299999999998E-2,0.13136806000000001,0.22446569999999999]
["2014-11-19",0.17351908999999999,0.21775177000000001,0.12371699999999999,0.22177374,0.19310983000000001,0.16734013,0.14722126999999999,0.11161189000000001,0.18123072000000001,0.31055352000000003,0.13489702000000001,0.18045638999999999,0.13954541000000001]
["2014-11-20",0.16189197,0.17320095999999999,6.4432299999999998E-2,0.20779017,0.20146036,0.11018278400000001,0.122315586,6.5848619999999997E-2,0.12969849,0.23303857,0.11030499000000001,0.16438326,0]
["2014-11-21",0.18614854,0.24404718,0.20213308999999999,0.10133836,7.9774150000000002E-2,0.21892858000000001,0.18998699999999999,0.17314713000000001,0.23040469999999999,0.30386940000000001,0.18316156,0.19444317,0.50455740000000004]
["2014-11-22",0,0,0,0,0,0,0,0,0,8.4871870000000002E-3,0,0,0]
["2014-11-23",0,0,0,0,0,0,0,0,0,0,0,0,6.0199318000000003E-3]
["2014-11-24",0,0,0,0,0,0,0,0,0,0,0,0,0]
["2014-11-25",0.28281932999999998,0.31149120000000002,5.4318780000000002E-3,0.44788375000000002,0.39250197999999997,5.1120467000000003E-2,0.14731099,1.1685028E-2,0.23804227999999999,0.41617866999999997,0.13312141999999999,0.15504001000000001,5.9226643000000002E-2]
["2014-11-26",0,0,0,0,0,0,0,0,0,0,0,0,8.3964129999999998E-2]
["2014-11-27",1.6695316999999999E-3,5.5571324000000004E-3,0,0,1.0408697E-2,0,0,0,0,2.0883523000000001E-2,0,6.2664740000000002E-3,0]
["2014-11-28",0.15882610999999999,0.18544986999999999,0.12244591000000001,0.17357810000000001,0.17856530000000001,0.15062796000000001,0.14861009,0.11615891,0.14953464,0.23494945,0.1419994,0.18327075000000001,0.12644382000000001]
["2014-11-29",4.9913079999999999E-2,0.12505353999999999,1.801555E-3,6.3725136000000002E-2,8.6562899999999998E-2,3.6751119999999998E-2,6.0677267999999999E-2,0,3.3933530000000003E-2,0.18104223999999999,0,7.1074135999999996E-2,0.15004303999999999]
["2014-11-30",1.1450472E-2,1.7423405999999999E-2,0,3.4526757999999998E-2,3.2331730000000003E-2,0,0,0,0,3.6317202999999999E-2,0,1.0689074E-2,2.4877023000000002E-2]
["2014-12-01",0.29496889999999998,0.30630185999999998,0.33040009999999997,0.25151092000000003,0.27114316999999999,0.36007670000000003,0.31891212000000002,0.23262236,0.32207829999999998,0.33053090000000002,0.24956110000000001,0.28074519999999997,0.44070493999999999]
["2014-12-02",0.1670788,0.16944092999999999,0.23823232999999999,0.14432696,0.15762882,0.23676448,0.20496638,0.21290212999999999,0.17916092,0.18478723999999999,0.2224556,0.23843016,0.4218558]
["2014-12-03",0.34894883999999998,0.40232010000000001,0.39731296999999999,0.33817932000000001,0.33180300000000001,0.43313035,0.40588245000000001,0.34951690000000002,0.45538034999999999,0.46477400000000002,0.39008209999999999,0.42028349999999998,1.0689918]
["2014-12-04",8.1444240000000001E-2,9.1556940000000003E-2,0.11008,7.1398100000000006E-2,7.5153049999999999E-2,0.13068104999999999,9.511501E-2,9.4439159999999994E-2,9.6185939999999998E-2,0.12425323000000001,0.10241815,0.12497282999999999,0.33444615999999999]
["2014-12-05",7.9133495999999998E-2,0.106959336,6.4415239999999999E-2,0.10168977,9.3690679999999998E-2,9.0729030000000002E-2,7.0749915999999996E-2,3.8598585999999997E-2,8.5290859999999996E-2,0.16024782000000001,5.9544369999999999E-2,9.2110194000000006E-2,0.23425518000000001]
["2014-12-06",0,7.0551050000000004E-2,0,3.9438880000000003E-2,5.4909640000000003E-2,0,8.472696E-3,0,0,0.12235384000000001,0,1.0823585E-2,7.9058476000000003E-2]
["2014-12-07",0.30479664000000001,0.34426393999999999,0.31306001999999999,0.32042599999999999,0.31448764000000001,0.34444848,0.31456990000000001,0.25586742000000001,0.32136023000000002,0.40971774,0.29262364000000002,0.34787056,0.45814749999999999]
["2014-12-08",0.28485146,0.34740295999999998,0.17270905,0.34115972999999999,0.34123819999999999,0.22961603,0.27491018,6.8976040000000002E-2,0.24864757000000001,0.43089490000000003,0.17882068000000001,0.30324715000000002,0.28801252999999999]
["2014-12-09",0.20200050999999999,0.24584718,0.14967087000000001,0.26299151999999998,0.23841913000000001,0.16715877000000001,0.16105143999999999,0.120370634,0.20705554000000001,0.31422670000000003,0.14719083999999999,0.16450514999999999,0.32169276000000002]
["2014-12-10",0.54221284000000003,0.60611870000000001,0.53698813999999995,0.53141590000000005,0.5707409,0.56262802999999995,0.60435974999999997,0.40626666,0.51174176000000005,0.65655713999999998,0.51755910000000005,0.62965450000000001,0.75299950000000004]
["2014-12-11",0.78924899999999998,0.79176489999999999,0.69188934999999996,0.81410400000000005,0.83968969999999998,0.7384309,0.74956389999999995,0.66921629999999999,0.74983865000000005,0.85846120000000004,0.74601989999999996,0.80721533000000001,0.62852889999999995]
["2014-12-12",0.39938578000000002,0.4268151,0.37487211999999998,0.399285,0.39996221999999998,0.39985900000000002,0.38892817000000002,0.35830741999999999,0.41607453999999999,0.47503879999999998,0.39348792999999999,0.4110317,0.36383915]
["2014-12-13",0,0,0,0,0,0,0,0,0,4.8220289999999999E-2,0,0,0]
["2014-12-14",0.1116298,0.18612788999999999,0.16732489,0.10355747999999999,0.10714659999999999,0.17564826,0.15123800000000001,9.2089309999999994E-2,0.14374675000000001,0.24124719999999999,0.114714734,0.1496017,0.42685585999999998]
["2014-12-15",0,2.5444647000000001E-2,0,0,5.4746719999999999E-3,2.7065728000000001E-2,3.1293719999999997E-2,0,0,5.6593075E-2,0,6.1815391999999997E-2,0.16504228000000001]
["2014-12-16",0,1.1738796000000001E-3,0,0,0,0,0,0,0,5.4893039999999997E-2,0,0,2.4024370999999999E-2]
["2014-12-17",4.8242208000000002E-2,6.7640220000000001E-2,7.1874820000000006E-2,4.5644376E-2,4.6610213999999997E-2,8.0844070000000004E-2,6.3321100000000005E-2,4.8095427000000003E-2,5.7407043999999997E-2,9.3763630000000001E-2,5.8562360000000001E-2,7.7283084000000002E-2,0.1403981]
["2014-12-18",0.22419523,0.29568475,0.33742182999999998,0.14134677000000001,0.14339082,0.39560103000000002,0.32225466000000003,0.26600142999999998,0.32312595999999999,0.32252451999999998,0.31726354000000001,0.31327957000000001,0.68349649999999995]
["2014-12-19",0.32304129999999998,0.3858685,0.37171905999999999,0.27989352000000001,0.32154349999999998,0.38023950000000001,0.41469752999999998,0.23625888,0.31864904999999999,0.40904635,0.32826838000000003,0.42244609999999999,0.58424129999999996]
["2014-12-20",0.44108545999999998,0.52664255999999998,0.4939019,0.43730574999999999,0.43844870000000002,0.52956230000000004,0.49147990000000003,0.37599272,0.47911273999999998,0.61146869999999998,0.42900149999999998,0.51612835999999995,0.71167650000000005]
["2014-12-21",0.3213685,0.37262279999999998,0.38786379999999998,0.30579877,0.29924964999999998,0.3981711,0.34839234000000002,0.33296360000000003,0.37430933,0.42159550000000001,0.3414201,0.35256789999999999,0.59626849999999998]
["2014-12-22",0.54761519999999997,0.65160375999999998,0.77663400000000005,0.51830600000000004,0.51362850000000004,0.7647408,0.66380700000000004,0.66604180000000002,0.68171495000000004,0.70198150000000004,0.65360689999999999,0.6512251,1.2724222000000001]
["2014-12-23",0.76547337000000004,0.84729670000000001,0.92010449999999999,0.70776415000000004,0.71198463000000001,0.92853129999999995,0.84680500000000003,0.81030270000000004,0.85491269999999997,0.90871919999999995,0.82659780000000005,0.85068650000000001,1.2043777]
["2014-12-24",0.44145864000000001,0.4782149,0.44187300000000002,0.43695724000000002,0.44463044000000002,0.47516399999999998,0.46110435999999999,0.3779613,0.45196649999999999,0.5312557,0.43406254,0.48923454,0.61048009999999997]
["2014-12-25",0.14482129999999999,0.22171131999999999,5.9885826000000003E-2,0.16409612000000001,0.19582653,0.108919434,0.17749703999999999,0,9.6555985999999996E-2,0.27831329999999999,4.6482425000000001E-2,0.19363975999999999,0.16326739000000001]
["2014-12-26",0,6.8350170000000002E-2,2.3540944000000001E-2,2.6356190000000002E-2,1.1029384E-2,3.2645830000000001E-2,2.5725446999999999E-2,1.0062702E-2,5.2900519999999999E-2,0.104941115,2.4145665E-2,3.0308795999999999E-2,0]
["2014-12-27",0.29468035999999997,0.2697022,0.24714245000000001,0.27658924000000001,0.30710460000000001,0.26137919999999998,0.28477922,0.25435659999999999,0.2698525,0.27698675,0.3067532,0.32608888000000003,0.25320035000000002]
["2014-12-28",0.41336469999999997,0.51382830000000002,0.14734306999999999,0.57298755999999995,0.52518830000000005,0.23306726999999999,0.31035656,5.2467708000000002E-2,0.36469328000000001,0.64735569999999998,0.1911678,0.31689529999999999,0.42145929999999998]
["2014-12-29",2.6410111999999999E-2,8.3835279999999998E-2,0,0.10366736,9.0973764999999998E-2,0,6.9815390000000001E-3,0,0,0.14381205,0,1.1844755E-2,0]
["2014-12-30",0,0,0,0,0,0,0,0,0,1.0722572E-2,0,0,0]
["2014-12-31",6.8785200000000005E-2,0.1063337,0,9.0460464000000004E-2,0.10975844,1.4477716E-2,6.0572795999999998E-2,0,2.3152819000000002E-2,0.16182295999999999,1.0569357999999999E-2,9.0098839999999999E-2,0]
["2015-01-01",0.34210476000000001,0.37117356000000001,0.31475662999999998,0.36631328000000002,0.35800996000000002,0.32675092999999999,0.31668390000000002,0.28930109999999998,0.35566429999999999,0.4168192,0.31585297000000001,0.32175451999999999,0.35230240000000002]
["2015-01-02",0.43954670000000001,0.55201495,0.49327283999999999,0.43081145999999998,0.45529695999999997,0.5109475,0.53132546000000003,0.28728090000000001,0.45202255000000002,0.61815673000000004,0.39588705000000002,0.52242935000000001,1.0104724]
["2015-01-03",3.4858670000000001E-2,5.3254704999999999E-2,2.0918418000000001E-2,6.3998799999999995E-2,5.2226509999999997E-2,3.0901405999999999E-2,1.9614223E-2,4.2359154E-3,3.7758376000000003E-2,9.1974029999999998E-2,1.6987908999999999E-2,2.7636653000000001E-2,0.19005382000000001]
["2015-01-04",0,0,0,0,0,0,0,0,0,0,0,0,0]
["2015-01-05",2.1972569000000001E-2,2.7252575000000001E-2,6.0635823999999998E-2,0,0,8.6342199999999994E-2,5.4107429999999998E-2,5.7395340000000003E-2,3.8691035999999998E-2,4.1110217999999997E-2,6.4813549999999998E-2,9.5768350000000002E-2,8.7385299999999999E-2]
["2015-01-06",0.12405236,0.13572057000000001,0.16394122,1.4080509999999999E-2,3.1212553000000001E-2,0.18139422999999999,0.15602826,0.12962593,0.14373161000000001,0.15286540000000001,0.15278866999999999,0.18128659,0.29115063000000002]
["2015-01-07",0.26967720000000001,0.30129704000000002,0.33544015999999999,0.23569217000000001,0.24798565,0.34781867,0.30703276000000002,0.29524502000000002,0.30380355999999997,0.34260849999999998,0.30964755999999999,0.33144857999999999,0.4439669]
["2015-01-08",0.12070156,0.14095537,0.19120467999999999,7.6887579999999997E-2,0.10049437,0.19630310000000001,0.18009736000000001,0.13059372999999999,0.13762033000000001,0.15156702999999999,0.16186623,0.20127681,0.47138476000000001]
["2015-01-09",0.44034563999999998,0.54282092999999998,0.69210229999999995,0.33724183000000002,0.34122750000000002,0.66285810000000001,0.58212364000000005,0.53958550000000005,0.57223659999999998,0.56584482999999997,0.54185324999999995,0.54517450000000001,1.2349136000000001]
["2015-01-10",0.75295449999999997,0.80179710000000004,0.90546269999999995,0.69401440000000003,0.71080520000000003,0.89252279999999995,0.83291154999999995,0.79982567000000004,0.82185819999999998,0.83299100000000004,0.82413049999999999,0.83322613999999995,1.2729387000000001]
["2015-01-11",0.72345539999999997,0.79524589999999995,0.72879684,0.7387608,0.74469834999999995,0.7576387,0.74917630000000002,0.62209369999999997,0.73582999999999998,0.87829659999999998,0.69778233999999995,0.77243850000000003,0.92242040000000003]
["2015-01-12",0.47836529999999999,0.50631979999999999,0.56646989999999997,0.35676014,0.37167156000000001,0.56503610000000004,0.52725255000000004,0.52133196999999998,0.52374624999999997,0.52960574999999999,0.53837570000000001,0.54164710000000005,0.79581369999999996]
["2015-01-13",0.27561923999999999,0.29197022,0.21075269999999999,0.27850037999999999,0.30951756000000002,0.23286656,0.28188917000000002,0.14939849999999999,0.23450262999999999,0.31537303,0.23335633,0.3037204,0.29162595000000002]
["2015-01-14",0.61550874,0.67725760000000002,0.54366152999999995,0.60631645000000001,0.64070475000000005,0.57339430000000002,0.62574320000000005,0.45918115999999998,0.59940815000000003,0.73188540000000002,0.56315212999999997,0.63486030000000004,0.58284469999999999]
["2015-01-15",0.73682064000000003,0.77791684999999999,0.8363391,0.66187640000000003,0.68969080000000005,0.82954090000000003,0.80706869999999997,0.75430819999999998,0.79402070000000002,0.80081809999999998,0.80356369999999999,0.8163996,1.1508242]
["2015-01-16",0.30659068,0.38887157999999999,0.31965273999999999,0.33060582999999999,0.29979827999999997,0.36203370000000001,0.32011119999999998,0.23318794000000001,0.35844939999999997,0.4820141,0.27430673999999999,0.33352860000000001,0.52078736000000003]
["2015-01-17",7.3355734000000006E-2,0.13155974000000001,7.7666689999999997E-2,7.7310619999999997E-2,7.7109360000000002E-2,0.107094176,0.10509171,1.3284781E-4,8.1715049999999997E-2,0.18797559999999999,5.0471744999999998E-2,0.11675908,0.24054880000000001]
["2015-01-18",3.4982882E-2,5.0037958E-2,0,0,0,9.8215730000000001E-3,2.0810312000000001E-2,0,2.7844443999999999E-2,8.1339439999999999E-2,0,3.4292660000000003E-2,0]
["2015-01-19",7.5154680000000001E-2,0.1010306,2.4862958000000001E-2,0.11689316499999999,0.10263546599999999,6.3157469999999993E-2,6.7600759999999996E-2,0,6.6168740000000004E-2,0.14560032000000001,1.5440047E-2,8.8903010000000005E-2,4.8832975000000001E-2]
["2015-01-20",0.12650697,0.14351555999999999,7.4380189999999999E-2,0.16156912000000001,0.15381255999999999,0.1126316,0.113950185,5.1659320000000002E-2,0.10915994,0.20379829999999999,9.5046469999999994E-2,0.14660016000000001,4.8622005000000003E-2]
["2015-01-21",0.27475909999999998,0.31694116999999999,0.20968659000000001,0.33849916000000002,0.31006499999999998,0.22973830000000001,0.22375697,0.17697684,0.28420394999999998,0.38606846,0.20690702,0.21907677,0.36323854]
["2015-01-22",0.31044630000000001,0.34708965000000003,0.16303619999999999,0.43267815999999998,0.38760909999999998,0.23589470000000001,0.21728682999999999,0.13583946,0.28820294000000002,0.46266940000000001,0.18430589999999999,0.25200206000000003,0.33440969999999998]
["2015-01-23",0.12722281999999999,0.17792906,3.8654156000000002E-2,0.18528430000000001,0.17376569,7.4903109999999995E-2,0.1212604,0,9.8944165000000001E-2,0.2463321,3.8064472000000002E-2,0.12588479999999999,0.16113802999999999]
["2015-01-24",0.39101464000000002,0.45274985000000001,0.30918457999999999,0.38549155000000002,0.44019616,0.33230169999999998,0.43658844000000002,0.16554727999999999,0.33259879999999997,0.47211185,0.31207669999999998,0.43721863999999999,0.32065709999999997]
["2015-01-25",0.32609033999999998,0.3597014,0.26247885999999998,0.38637032999999998,0.36591214,0.31330279999999999,0.28359443000000001,0.23251852000000001,0.32174385,0.45027709999999999,0.26549947000000002,0.31996274000000002,0.33218409999999998]
["2015-01-26",0.40201693999999999,0.422682,0.41605023000000002,0.40987380000000001,0.40864706000000001,0.44446045000000001,0.40501353000000001,0.37855378000000001,0.41522524,0.47524309999999997,0.40214503000000001,0.43815386000000001,0.4707094]
["2015-01-27",0.26679910000000001,0.30144784000000002,0.28548285000000001,0.24382176999999999,0.27409926000000001,0.32277800000000001,0.29655775000000001,0.2284072,0.26597326999999998,0.35021617999999999,0.26552550000000003,0.33701554,0.33785116999999998]
["2015-01-28",0.61021639999999999,0.65927550000000001,0.66312002999999997,0.59418470000000001,0.59587467000000005,0.66488844000000002,0.64322380000000001,0.59229889999999996,0.65075649999999996,0.70699334000000003,0.63265890000000002,0.64914419999999995,0.75723015999999999]
["2015-01-29",0.54259310000000005,0.59966370000000002,0.46791149999999998,0.57468193999999995,0.58087533999999996,0.4902937,0.51627873999999996,0.41732380000000002,0.53289335999999998,0.66504145000000003,0.48363813999999999,0.52454100000000004,0.37948294999999999]
["2015-01-30",0.26239203999999999,0.24418587999999999,0.24204281999999999,0.23857707,0.26969436000000002,0.26622175999999997,0.28038937000000003,0.22760342,0.23673153,0.25862585999999999,0.28267871999999999,0.33429584000000001,0.1606139]
["2015-01-31",0.32589012000000001,0.30361642999999999,0.39255908,0.2753158,0.31141513999999998,0.39415660000000002,0.36899515999999999,0.36828282000000001,0.32702458000000001,0.30254817000000001,0.39138200000000001,0.4119022,0.30182624000000002]
["2015-02-01",0.85334129999999997,0.82758120000000002,0.84330289999999997,0.84320390000000001,0.88216600000000001,0.85556960000000004,0.84462809999999999,0.79839559999999998,0.83484749999999996,0.84213550000000004,0.85587570000000002,0.88250070000000003,0.63217853999999996]
["2015-02-02",0.49431416,0.55807850000000003,0.40901756,0.52120599999999995,0.55447789999999997,0.47318944000000002,0.46654235999999999,0.33137383999999998,0.46281939999999999,0.62709239999999999,0.39870566000000002,0.49529899999999999,0.46046776]
["2015-02-03",0.15785927,0.16200623,0.16999657000000001,0.15675291,0.16378198999999999,0.17233196000000001,0.1726338,0.14551618999999999,0.15444374,0.17791850000000001,0.17324792,0.19143289999999999,0.19348828000000001]
["2015-02-04",0.26156819999999997,0.25694904000000002,0.25678990000000002,0.23223226999999999,0.27873494999999998,0.25731890000000002,0.29364975999999998,0.2135312,0.23050842999999999,0.25291982000000002,0.27598217000000003,0.31907094000000003,0.12973947999999999]
["2015-02-05",0.40745231999999998,0.45987144000000002,0.36120254000000002,0.44062865000000001,0.43635679999999999,0.37770566,0.38623336000000003,0.32451215,0.40906575000000001,0.51673020000000003,0.3688051,0.39342448000000002,0.46796070000000001]
["2015-02-06",0.97595089999999995,1.0350457,0.73661019999999999,1.0776365999999999,1.088106,0.78425646000000004,0.88154259999999995,0.66695636999999997,0.90938759999999996,1.111159,0.80871709999999997,0.88517429999999997,0.74465820000000005]
["2015-02-07",0.38872316000000001,0.37298867000000002,0.17665875,0.45312429999999998,0.45387536000000001,0.21215278000000001,0.31784405999999998,0.19005928999999999,0.34576963999999999,0.41765085000000002,0.33081614999999998,0.35318586000000002,0.12880701999999999]
["2015-02-08",0.36441854000000001,0.39814872000000001,0.29322981999999997,0.34878078000000001,0.39790165,0.30928529999999999,0.40405799999999997,0.17554602,0.31591046,0.40105753999999999,0.30318093000000002,0.40477836,0.42416779999999998]
["2015-02-09",0.19565207000000001,0.22818944999999999,0.19471313000000001,0.18191594999999999,0.20438493999999999,0.1996222,0.23024217999999999,0.12389205,0.18793794999999999,0.24014868,0.18012731000000001,0.2264707,0.20432378000000001]
["2015-02-10",9.7370360000000003E-2,0.100175075,7.7563636000000005E-2,0.11852297000000001,0.11440894,0.13986143000000001,8.0379409999999998E-2,7.1602225000000005E-2,9.2476600000000006E-2,0.32245538000000001,8.2275583999999999E-2,0.14468357000000001,0.23713467999999999]
["2015-02-11",0.15039733,0.30485043000000001,0.27957195000000001,0.17166312,0.1670826,0.36349915999999999,0.28171770000000002,0.27045269999999999,0.29715966999999999,0.39224957999999999,0.28482216999999999,0.36804207999999999,0.37976736]
["2015-02-12",7.8152959999999994E-2,0.23633894,9.4398720000000005E-2,8.7953439999999994E-2,8.4550509999999995E-2,0.33088124000000002,0.23261984999999999,8.5000560000000003E-2,0.23438923,0.33327886000000001,8.7344930000000001E-2,0.18906704999999999,0.24260338000000001]
["2015-02-13",0.42251250000000001,0.45038864000000001,0.4397877,0.42306500000000002,0.42293444000000002,0.43787690000000001,0.42553249999999998,0.40532035,0.44603175,0.48092639999999998,0.42887804000000002,0.42694779999999999,0.55430199999999996]
["2015-02-14",0.26150020000000002,0.27729399999999998,0.24458589999999999,0.28871444000000002,0.28093296000000001,0.24489917,0.24826545,0.22428502,0.26229203000000001,0.30198792000000002,0.24582185000000001,0.25134181999999999,0.23702429999999999]
["2015-02-15",0.27424900000000002,0.30036768000000003,0.23854524999999999,0.24532214999999999,0.30278339999999998,0.24438180000000001,0.29046803999999998,0.19838193000000001,0.23723312999999999,0.29499715999999998,0.24972652000000001,0.29566989999999999,0.20902451999999999]
["2015-02-16",0.15578349,0.17607038,0.18403243999999999,0.15540155999999999,0.15160577,0.17123377000000001,0.16913687999999999,0.16409138000000001,0.17046204000000001,0.18619336,0.17071111999999999,0.16235162,0.19697207]
["2015-02-17",0.67604520000000001,0.75434725999999996,0.60501950000000004,0.61267210000000005,0.71506789999999998,0.62759905999999999,0.77293676,0.41713020000000001,0.60195529999999997,0.75237304000000005,0.60809860000000004,0.76487004999999997,0.70311230000000002]
["2015-02-18",0.5555658,0.69268830000000003,0.57793939999999999,0.49570584000000001,0.56051090000000003,0.57771676999999999,0.68370620000000004,0.36464039999999998,0.54488499999999995,0.72570973999999999,0.51547160000000003,0.64136800000000005,0.88494879999999998]
["2015-02-19",0.57011557000000002,0.59771289999999999,0.55403069999999999,0.5634074,0.57760639999999996,0.55890905999999996,0.56601875999999995,0.52081169999999999,0.5781404,0.62342790000000003,0.56314593999999996,0.57081970000000004,0.54601520000000003]
["2015-02-20",2.6657770000000001E-2,4.1309576000000001E-2,0.104161516,0,0,0.1094024,7.0911989999999994E-2,8.1428609999999998E-2,5.8173655999999997E-2,4.5963980000000002E-2,7.8354579999999993E-2,8.7702150000000006E-2,0.33815820000000002]
["2015-02-21",0.4282166,0.44207229999999997,0.47128966,0.39681022999999999,0.42331000000000002,0.47431454000000001,0.47563403999999998,0.40308082000000001,0.43417423999999999,0.45802754000000001,0.45217726000000003,0.4927803,0.5547995]
["2015-02-22",0.47371444000000001,0.5350509,0.41726717000000002,0.5246596,0.5161985,0.41136158,0.43842300000000001,0.35937609999999998,0.47632714999999998,0.57504449999999996,0.40500375999999999,0.40477170000000001,0.50780546999999998]
["2015-02-23",0.89285079999999994,0.96462400000000004,0.91747520000000005,0.86053190000000002,0.9030051,0.90669630000000001,0.94163790000000003,0.79569584000000004,0.90378990000000003,0.98986280000000004,0.88148870000000001,0.91948940000000001,1.1790396000000001]
["2015-02-24",1.2189072000000001,1.2833569,1.2079523999999999,1.1825429000000001,1.2271873,1.2253935,1.2619909,1.0863289,1.2276317000000001,1.3421479999999999,1.1997122,1.2686077,1.2240115]
["2015-02-25",0.4359171,0.45686369999999998,0.49143360000000003,0.40497630000000001,0.41848266000000001,0.51328074999999995,0.47519610000000001,0.44940564,0.45860380000000001,0.49280190000000001,0.46833614000000001,0.50510937,0.66059210000000002]
["2015-02-26",0.32901552000000001,0.3629676,0.45303184000000002,0.27551167999999998,0.11429074,0.43254559999999997,0.39634754999999999,0.40707156,0.38257527000000002,0.36817512000000002,0.40535792999999998,0.39698800000000001,0.56584449999999997]
["2015-02-27",0.87923050000000003,0.96891340000000004,0.84430090000000002,0.83351993999999996,0.91000300000000001,0.86569770000000001,0.95728259999999998,0.67821160000000003,0.84519599999999995,0.99588279999999996,0.8262197,0.94244519999999998,0.94971099999999997]
["2015-02-28",0.35291713000000002,0.38149714000000001,0.32375660000000001,0.32658952000000002,0.33119500000000002,0.29864766999999998,0.25990595999999999,0.26628235,0.39879209999999998,0.38356853000000002,0.2645883,0.25058227999999999,0.49334719999999999]
["2015-03-01",1.2619412000000001,1.4042304000000001,1.3797153,1.1561300999999999,1.2265724,1.3488785999999999,1.3874067000000001,1.1833636999999999,1.3278843,1.4199218,1.2852488,1.323027,1.7097496000000001]
["2015-03-02",1.3794763000000001,1.4784628,1.3415956,1.3544015,1.4159809999999999,1.3468249000000001,1.4241263,1.1791872000000001,1.374603,1.5354733,1.3224818,1.3964441000000001,1.3518589000000001]
["2015-03-03",1.1823086,1.2394875999999999,1.1850075,1.1492328999999999,1.2011352,1.1900147999999999,1.2338217,1.0519234,1.1792857999999999,1.2798830999999999,1.1654884999999999,1.2298880999999999,1.2928440000000001]
["2015-03-04",1.3024652000000001,1.3708992,1.273495,1.2399224,1.3448621999999999,1.2854715999999999,1.3741869,1.1088256999999999,1.2624572999999999,1.3904448,1.2631695999999999,1.3709047000000001,1.3411915999999999]
["2015-03-05",0.95977509999999999,1.0570244,0.92639850000000001,0.94059669999999995,0.99040499999999998,0.96649289999999999,0.99710670000000001,0.79478499999999996,0.9533838,1.1240129999999999,0.89757140000000002,0.99330269999999998,1.0523444]
["2015-03-06",1.0308740000000001,1.1978219000000001,1.2362082999999999,0.96203859999999997,0.99083449999999995,1.2119500000000001,1.1947985000000001,0.97860639999999999,1.1250633999999999,1.2564032999999999,1.0607852,1.1228929000000001,1.8291101000000001]
["2015-03-07",1.4052042,1.5959196,1.5928389999999999,1.284972,1.3626704999999999,1.5528010000000001,1.6013672000000001,1.2912870999999999,1.4875157999999999,1.6188864000000001,1.425098,1.4998872999999999,2.4332929999999999]
["2015-03-08",0.83304290000000003,0.92318100000000003,0.80100789999999999,0.83022225000000005,0.86650419999999995,0.79093460000000004,0.84510470000000004,0.702241,0.83049530000000005,0.93617729999999999,0.77272399999999997,0.79563220000000001,1.0238079]
["2015-03-09",0.4620049,0.53595990000000004,0.52411412999999996,0.44758249999999999,0.43947219999999998,0.49583909999999998,0.49828233999999999,0.45261373999999999,0.51448729999999998,0.54743549999999996,0.46993040000000003,0.44958636000000002,0.77599435999999999]
["2015-03-10",1.063035,1.1265364,1.0835136000000001,0.97668250000000001,1.0760187999999999,1.090303,1.1880417999999999,0.88987810000000001,1.0294458,1.1163698,1.0467295999999999,1.1628143,1.3078076000000001]
["2015-03-11",1.0475217999999999,1.1435766999999999,1.0879519,1.0019832,1.0570896000000001,1.0903320000000001,1.1167507000000001,0.93811230000000001,1.0665975999999999,1.1764866,1.0230527,1.0769677,1.4824568]
["2015-03-12",1.6828524,1.8034652,1.7394947999999999,1.5752231000000001,1.6850734000000001,1.7954996000000001,1.7929332,1.5373471999999999,1.6992970000000001,1.8564092000000001,1.6637554000000001,1.7960588,2.0922996999999999]
["2015-03-13",1.4997742000000001,1.5757519,1.4937733,1.4338713000000001,1.4964991000000001,1.5503441,1.5366531999999999,1.3598798999999999,1.5210718000000001,1.6090443999999999,1.4549953,1.5382785000000001,1.5445205]
["2015-03-14",1.2172354000000001,1.2611257,1.2745624,1.1744825999999999,1.2122383000000001,1.2798464000000001,1.2579339,1.1718016,1.2504394999999999,1.2867362,1.2317722,1.2570353000000001,1.5368246999999999]
["2015-03-15",0.48627724999999999,0.68763949999999996,0.52850600000000003,0.68117225000000003,0.6896717,0.53583720000000001,0.49600064999999999,0.4888768,0.50034769999999995,0.71028230000000003,0.50606333999999997,0.52216459999999998,0.81610199999999999]
["2015-03-16",0.66497105000000001,0.68119496000000002,0.64464319999999997,0.69452800000000003,0.69166550000000004,0.65533039999999998,0.64336570000000004,0.61441840000000003,0.66604319999999995,0.72196364000000002,0.64162266000000001,0.65204479999999998,0.47162609999999999]
["2015-03-17",0.89946760000000003,0.90142429999999996,0.72071359999999995,0.96785560000000004,1.0098684,0.7312322,0.81977800000000001,0.7111307,0.80916469999999996,0.90191140000000003,0.7913907,0.82263976000000005,0.55388809999999999]
["2015-03-18",0.93514830000000004,0.86303830000000004,0.95718939999999997,0.80758649999999998,0.91718460000000002,0.94510959999999999,1.0276575999999999,0.92925250000000004,0.88017259999999997,0.80123436000000003,1.0327352999999999,1.0784389000000001,0.58836010000000005]
["2015-03-19",0.44075406,0.44744724000000002,0.51871900000000004,0.57384029999999997,0.60790100000000002,0.53067330000000001,0.4961063,0.49684035999999998,0.47758194999999998,0.64840039999999999,0.51664140000000003,0.53356060000000005,0.70684860000000005]
["2015-03-20",0.75881290000000001,0.778034,0.97947709999999999,0.60381850000000004,0.66376853000000002,0.95278379999999996,0.92236220000000002,0.88547200000000004,0.82300264000000001,0.74521196000000001,0.91607280000000002,0.93273039999999996,1.2034107000000001]
["2015-03-21",0.93591440000000004,0.88585400000000003,1.0869789000000001,0.8095291,0.88903290000000001,1.0683126000000001,1.0434778,1.0518748,0.94150370000000005,0.84671609999999997,1.0870219999999999,1.1055295000000001,0.96634810000000004]
["2015-03-22",1.0307415,1.0003474000000001,1.2093365,0.87494400000000006,0.95718879999999995,1.2186528000000001,1.1792499000000001,1.1265295,1.0597605000000001,0.99081790000000003,1.1848761000000001,1.2425438,1.3335505000000001]
["2015-03-23",1.1278737999999999,1.1996112999999999,1.1502722999999999,1.0784433,1.1164537999999999,1.1742287,1.1789099000000001,1.0503559,1.1528149999999999,1.2349124,1.1210955,1.1747721,1.19638]
["2015-03-24",0.80158770000000001,0.82049070000000002,1.0370218,0.65938056,0.70714860000000002,1.0180495000000001,0.96347830000000001,0.94034180000000001,0.87551789999999996,0.8122973,0.96001789999999998,0.9788635,1.0377392000000001]
["2015-03-25",1.1265079,1.180642,1.0942400000000001,1.1189115999999999,1.1568826000000001,1.1075176,1.151564,1.0116810000000001,1.1116311999999999,1.2009145000000001,1.0986165000000001,1.1455991000000001,1.1194122]
["2015-03-26",1.2849353999999999,1.2564055999999999,1.4403733999999999,1.1619858999999999,1.2422096,1.4167594999999999,1.3969767,1.3724692000000001,1.3015748,1.2337042,1.4237063000000001,1.4397799,1.2889668000000001]
["2015-03-27",1.598268,1.7043740000000001,1.6010989,1.5646793000000001,1.6130157000000001,1.6293507,1.6437477,1.4437636,1.6246501,1.7574418000000001,1.5475471000000001,1.6069347,1.7985388]
["2015-03-28",0.55151399999999995,0.65292083999999995,0.8570662,0.42569600000000002,0.42968153999999997,0.79221666000000002,0.71273620000000004,0.73163955999999997,0.70119920000000002,0.64350739999999995,0.70128113000000003,0.65368250000000006,1.1739762]
["2015-03-29",1.0139990999999999,1.0425314999999999,1.2558657,0.86497139999999995,0.91583289999999995,1.2099515999999999,1.1547904,1.1688369999999999,1.1051171,1.0204351,1.1774404999999999,1.1519922,1.3846647999999999]
["2015-03-30",1.6195899,1.7132924,1.7232886999999999,1.5664319,1.5892090999999999,1.7098777999999999,1.6865602,1.5920445999999999,1.6955956000000001,1.7582629999999999,1.6530973,1.6561589000000001,1.972796]
["2015-03-31",2.7846025999999999,2.8136095999999999,2.7648071999999999,2.7036880999999999,2.8017303999999998,2.7456879999999999,2.8306369999999998,2.6495893000000001,2.7737164000000001,2.8267623999999998,2.8137819999999998,2.8299724999999998,2.5653765000000002]
["2015-04-01",2.1392457,2.2555139999999998,2.0452859999999999,2.2043940000000002,2.2019302999999999,2.0604453,2.0905170000000002,1.9095542000000001,2.1679585000000001,2.3571792,2.0255063,2.0452294000000002,2.1618000999999998]
["2015-04-02",1.3279453999999999,1.4435956000000001,1.3652742,1.3928700000000001,1.3667047999999999,1.3614040999999999,1.3160615,1.2065082,1.3887593,1.5152673000000001,1.2406600000000001,1.2418811000000001,1.928385]
["2015-04-03",0.56917680000000004,0.59113780000000005,0.63117593999999999,0.54758125999999996,0.55065739999999996,0.58867080000000005,0.59999910000000001,0.60571635000000001,0.59854209999999997,0.58165739999999999,0.60825320000000005,0.5678491,0.69376930000000003]
["2015-04-04",0.89357370000000003,0.90132380000000001,0.92052560000000005,0.86629310000000004,0.89425920000000003,0.90908719999999998,0.91436879999999998,0.90028969999999997,0.8958315,0.89129599999999998,0.93110669999999995,0.9291355,0.84470710000000004]
["2015-04-05",1.1719023,1.2413365999999999,1.0279118,1.2665865000000001,1.2513477,1.0767485999999999,1.0880586999999999,0.98920620000000004,1.1477731,1.314683,1.0466765,1.0893424,0.99085849999999998]
["2015-04-06",1.3697817000000001,1.3268888000000001,1.5811515,1.1870512,1.2960436,1.5092093,1.5836528999999999,1.4843723,1.3676809999999999,1.2562660000000001,1.5787439000000001,1.5938737000000001,1.1003525999999999]
["2015-04-07",1.8285716000000001,1.9048742000000001,1.8153897999999999,1.7463394000000001,1.8583141999999999,1.7677290000000001,1.9453958,1.652825,1.7810478000000001,1.8249420000000001,1.8161879999999999,1.8473592000000001,1.6944762]
["2015-04-08",1.7774942,1.7465876,1.8103807999999999,1.7134802,1.8224803999999999,1.7833352,1.8741782,1.6948212,1.7084876,1.7068543,1.8180242,1.867591,1.4320059000000001]
["2015-04-09",1.6489587999999999,1.6506787999999999,1.8066827999999999,1.4872112,1.6158063,1.7201428000000001,1.855056,1.6623372999999999,1.6276176,1.5388695999999999,1.7883656000000001,1.7808580000000001,1.7632897999999999]
["2015-04-10",1.9393916,1.9993544000000001,2.0543290000000001,1.8740874999999999,1.9400523999999999,2.0470313999999998,2.0654840000000001,1.8898412,1.9506048,2.0303059999999999,1.989689,2.0458630000000002,2.1099648000000002]
["2015-04-11",2.2206994999999998,2.3106214999999999,2.3954542000000001,2.133928,2.186035,2.3734085999999999,2.3626800000000001,2.2072772999999999,2.2850682999999998,2.3552903999999999,2.3028620000000002,2.3345760000000002,2.6997620000000002]
["2015-04-12",2.1914267999999999,2.3764234000000002,2.3497047000000002,2.0221574000000002,2.1084778000000002,2.3018253,2.3866694000000002,2.1172683000000001,2.2991733999999999,2.3663455999999998,2.2544472,2.2541707,2.5861108000000002]
["2015-04-13",1.4714556000000001,1.5535551000000001,1.5296116,1.4682305,1.4849371,1.4976878,1.5214726999999999,1.4170904,1.503277,1.5612410999999999,1.4692160999999999,1.457916,1.906188]
["2015-04-14",2.6840383999999999,2.9150429,2.8074534,2.6012683000000001,2.6907966000000001,2.7555396999999999,2.8730259999999999,2.4616573000000002,2.7541769999999999,2.9218206000000002,2.6403873,2.6680730000000001,3.4051623000000002]
["2015-04-15",3.1552720000000001,3.3900315999999999,3.1283677000000001,3.1071849999999999,3.1874628,3.1925675999999998,3.2858242999999998,2.8294290000000002,3.1942053000000001,3.5100927,3.0466820999999999,3.1821381999999998,2.9826286]
["2015-04-16",2.0838814000000001,2.1288817,2.1825427999999998,1.9207884,2.0036347000000001,2.2065005000000002,2.2131245000000002,2.1161865999999998,2.1301374000000002,2.1321992999999999,2.2097793000000001,2.2544252999999999,2.062389]
["2015-04-17",2.3778765000000002,2.3016415000000001,2.4679706000000001,2.1672918999999999,2.3281206999999999,2.4680409999999999,2.516302,2.4205618000000002,2.3451620000000002,2.237959,2.5475736000000002,2.5878608000000001,1.9259934000000001]
["2015-04-18",2.6304731000000001,2.6270280000000001,2.7294679999999998,2.4427829000000001,2.6154131999999999,2.6624216999999999,2.820074,2.5918367,2.5862877000000002,2.5258899000000001,2.7735129999999999,2.7925464999999998,2.3954260000000001]
["2015-04-19",1.9540088,1.9365171999999999,1.8247515999999999,1.9565816,2.0215434999999999,1.8570834000000001,1.9288352,1.8144146000000001,1.8803422000000001,1.956115,1.9314153999999999,1.9720572999999999,1.5294163999999999]
["2015-04-20",2.7667017,2.7721455000000002,2.6638533999999998,2.6800424999999999,2.8287922999999999,2.6534852999999998,2.8491342,2.5581334,2.6687422000000001,2.7103145,2.7689933999999998,2.8241147999999998,2.2003974999999998]
["2015-04-21",2.9318911999999999,2.9325361000000001,2.974739,2.7381410000000002,2.9272130000000001,2.9482598000000002,3.1089994999999999,2.8355144999999999,2.8725149999999999,2.8359730000000001,3.0379844,3.0947567999999999,2.5665429]
["2015-04-22",1.8940963,1.7538784000000001,2.1197438000000002,1.6619562999999999,1.8442731999999999,2.0366244,2.1122105000000002,2.0862365,1.8315969999999999,1.6196159999999999,2.1805465000000002,2.1821448999999999,1.8744411000000001]
["2015-04-23",2.1085036000000001,2.117524,2.2146732999999998,1.9924432000000001,2.0963577999999998,2.1596609999999998,2.2499346999999998,2.0963569999999998,2.0962497999999998,2.0570390000000001,2.2025898000000002,2.1999013000000001,2.2458366999999999]
["2015-04-24",1.8380384000000001,2.0442049999999998,2.0171258000000001,1.8243976,1.804049,1.9596617999999999,1.9280805999999999,1.7879514000000001,1.9883598,2.0692341000000001,1.8160708000000001,1.7602164,3.0952358000000002]
["2015-04-25",1.5148911,1.6577398000000001,1.8286081999999999,1.372868,1.3844713,1.7650304000000001,1.6987588,1.6522135,1.6902442,1.6485658000000001,1.6488103999999999,1.5945012999999999,2.2424132999999999]
["2015-04-26",0.92051050000000001,0.9094177,1.2187079000000001,0.86231530000000001,0.89611980000000002,1.1301003000000001,1.0454140000000001,1.098503,0.96945789999999998,0.85001329999999997,1.0617433999999999,1.0212167999999999,1.5738331999999999]
["2015-04-27",2.144028,2.1827478,2.2835044999999998,2.0577939999999999,2.1338357999999999,2.2597866,2.2515516,2.1361433999999999,2.1753976000000002,2.1538013999999999,2.2113472999999999,2.2236937999999999,2.7755215]
["2015-04-28",2.7267399999999999,2.8408828000000002,2.8405654,2.6643560000000002,2.7230210000000001,2.8074245000000002,2.8368902,2.6417887000000002,2.7859919999999998,2.8786963999999999,2.7596004000000001,2.7570353000000001,3.3658923999999999]
["2015-04-29",1.5850759000000001,1.6376059999999999,1.9510581,1.4503935999999999,1.4896887999999999,1.8693489999999999,1.7808238000000001,1.7956935999999999,1.7018481000000001,1.6211989,1.7913036,1.7545770000000001,2.3690224]
["2015-04-30",2.4451052999999998,2.4680176,2.5262961000000002,2.3211488999999998,2.4207184000000002,2.5016824999999998,2.5668674,2.4283583000000002,2.4541445,2.4392513999999998,2.5433264000000002,2.543911,2.351343]
["2015-05-01",1.9670377999999999,1.9999448,1.9950644,1.9885892000000001,2.0032787000000001,1.9898583999999999,1.9663982,1.9012922000000001,1.982416,2.0437354999999999,1.959676,1.9690182000000001,2.1691677999999999]
["2015-05-02",1.4416506,1.5538202999999999,1.5424416999999999,1.4231554,1.3987098,1.5387412,1.4827535000000001,1.4413517,1.546192,1.6201091999999999,1.4664302,1.4635627,2.1262481000000002]
["2015-05-03",1.2911581000000001,1.3955553000000001,1.554416,1.2253817,1.2209814000000001,1.4605889000000001,1.4243288000000001,1.412568,1.4166597000000001,1.3659976,1.3979322999999999,1.323,1.8447256000000001]
["2015-05-04",2.3384933000000001,2.4918360000000002,2.5040065999999999,2.3220230000000002,2.310289,2.4389462000000002,2.4259940000000002,2.3020787,2.4591379999999998,2.5247533,2.3449656999999999,2.2908868999999998,3.0075083]
["2015-05-05",2.5893435,2.6561083999999999,2.4265560000000002,2.7170272,2.7064753000000001,2.4092034999999998,2.4813204,2.3316853000000002,2.5704824999999998,2.7060496999999999,2.4382320000000002,2.4035685,2.5522418]
["2015-05-06",2.1730610000000001,2.2777069999999999,2.1566234,2.2149497999999999,2.1953442000000001,2.1248732000000001,2.1517900000000001,2.0475878999999999,2.2356539,2.3355752999999999,2.1243626999999998,2.0784699999999998,2.3936061999999998]
["2015-05-07",2.4904449999999998,2.497414,2.3284972000000002,2.5670468999999998,2.5945013000000001,2.3320919999999998,2.4105042999999999,2.2774481999999998,2.4310946000000002,2.5278418,2.3864138000000001,2.3844720000000001,2.1516297]
["2015-05-08",1.6564565,1.7482089999999999,1.6088476,1.7666056000000001,1.7114822000000001,1.6235191,1.5938962000000001,1.5224485000000001,1.6921428000000001,1.8474075999999999,1.5543469000000001,1.5664853000000001,1.818068]
["2015-05-09",2.3698013000000002,2.5038239999999998,2.4910009999999998,2.3412031999999998,2.3254250000000001,2.4664929999999998,2.4361549999999998,2.3465790000000002,2.4901751999999999,2.5651174000000001,2.3954287000000001,2.3546433000000002,2.3698503999999998]
["2015-05-10",2.3698502000000001,2.5002935000000002,2.2357244000000001,2.5094713999999998,2.4670274000000001,2.2174450999999999,2.274403,2.1171380000000002,2.3929817999999998,2.5628096999999999,2.1932770000000001,2.1480419999999998,2.8017400000000001]
["2015-05-11",2.6416368000000001,2.8370693,2.8631677999999998,2.6715507999999999,2.6304462000000002,2.7874234000000002,2.7343234999999999,2.6095644999999998,2.7905709999999999,2.8937200000000001,2.6306631999999999,2.5628000000000002,3.7639727999999999]
["2015-05-12",3.0162659999999999,3.1832025000000002,3.1530939999999998,3.0318073999999999,3.015212,3.1259364999999999,3.0851948,2.9396005000000001,3.1316701999999998,3.2741600000000002,3.0051953999999999,2.977058,3.5849570000000002]
["2015-05-13",3.2634180000000002,3.3793635000000002,3.3319402,3.1960030000000001,3.2483076999999998,3.2990347999999998,3.3878229000000002,3.1870759999999998,3.3108659,3.3886227999999998,3.3119472999999999,3.2866445,3.1363525000000001]
["2015-05-14",1.0349953000000001,1.0957924000000001,1.1816930999999999,1.0095940000000001,1.0061202,1.1168883999999999,1.0932966,1.085801,1.1103879999999999,1.0916961000000001,1.0861902000000001,1.0330003000000001,1.8105305]
["2015-05-15",1.7629026000000001,1.993913,2.0747969999999998,1.7608535999999999,1.6818306000000001,2.0043367999999999,1.8887502,1.842965,1.9800833,2.0732102000000001,1.8175774,1.7620772,3.1455586000000002]
["2015-05-16",3.0600219000000002,3.1100813999999999,3.3929827000000001,2.8404400000000001,2.9402436999999999,3.3465220000000002,3.2987997999999998,3.2420292000000002,3.1663610000000002,3.0764554,3.2993480000000002,3.286702,3.6773986999999999]
["2015-05-17",2.9565996999999999,3.098414,2.8846729999999998,2.9881891999999999,2.9784185999999999,2.9086205999999999,2.9385325999999998,2.7698545000000001,3.0179808000000001,3.1972947,2.8753905,2.8593894999999998,3.2600764999999998]
["2015-05-18",1.9559820000000001,2.0008713999999999,2.1399107000000002,1.836551,1.8782007999999999,2.0857600000000001,2.0753932000000002,2.0559596999999998,2.0386297999999998,1.9862072,2.0943174,2.0500052000000002,1.9700522]
["2015-05-19",2.6839914,2.6643753000000001,2.6364453000000001,2.6298710000000001,2.7084540000000001,2.6051160000000002,2.6972860999999999,2.5965444999999998,2.6562714999999999,2.6318788999999998,2.7124956,2.6753456999999998,2.3367650000000002]
["2015-05-20",2.5945957000000002,2.5438075000000002,2.566983,2.5765630000000002,2.6491074999999999,2.5406295999999999,2.5990479999999998,2.5259445,2.5404460000000002,2.5060737,2.6189849999999999,2.6102637999999998,2.3351343]
["2015-05-21",3.352887,3.4286284,3.5181648999999999,3.2326454999999998,3.3123225999999999,3.4674163,3.4975399999999999,3.3568845,3.4256692000000002,3.3947596999999998,3.4479587,3.3888156,3.8413059999999999]
["2015-05-22",2.0645535000000002,2.15211,2.0272453000000001,2.1389873000000001,2.1077878000000001,2.0182115999999999,2.0138178,1.9206962999999999,2.1056447,2.1906344999999998,1.9586838,1.9179600000000001,2.3919796999999998]
["2015-05-23",1.6952536,1.6657472,2.0197002999999998,1.4772814999999999,1.5717669999999999,1.969954,1.9051123999999999,1.9763744000000001,1.7621042,1.610619,1.9708125999999999,1.9645356,2.2172108000000001]
["2015-05-24",2.0747154000000001,2.110668,2.0467224000000002,2.0890632,2.0977006,2.0351189999999999,2.0596480000000001,2.0005133000000002,2.0875089999999998,2.1025553000000001,2.0496097,2.0239923000000002,2.2316809000000002]
["2015-05-25",2.249444,2.2162576,2.1110324999999999,2.2967550000000001,2.3231389999999998,2.1813505000000002,2.1712517999999998,2.111078,2.1934993,2.2895164000000001,2.1906287999999998,2.255277,2.1248665]
["2015-05-26",2.8640262999999999,2.9234629999999999,2.9036224000000002,2.8787965999999998,2.8896947000000002,2.9062119000000002,2.8788168000000001,2.7842538000000001,2.9020915,2.9625347,2.8428209999999998,2.8492636999999998,2.905408]
["2015-05-27",3.3427978,3.4959755000000001,3.3169425000000001,3.3645035999999999,3.3543192999999998,3.3190613,3.3448224,3.183039,3.4271543000000002,3.5493530999999998,3.2786019999999998,3.2347212000000001,3.4778345000000002]
["2015-05-28",3.4431612,3.4766047000000002,3.5958611999999999,3.3063153999999999,3.3875636999999998,3.6013885000000001,3.5576300000000001,3.481582,3.5107400000000002,3.5152804999999998,3.5677569999999998,3.5664389999999999,3.8311948999999998]
["2015-05-29",2.0593517000000001,2.1317092999999998,2.2784420999999999,1.9669614,1.9829696000000001,2.2284267,2.1850133,2.177797,2.1639993,2.1530719999999999,2.1994517,2.1627605000000001,2.0905900000000002]
["2015-05-30",2.6593176999999999,2.6737687999999999,2.8046408,2.5910820000000001,2.6444352000000002,2.7861307000000002,2.7387220000000001,2.6996910000000001,2.7018957000000001,2.6959295000000001,2.7504846999999999,2.735916,3.2243406999999999]
["2015-05-31",1.5172034999999999,1.5405011,1.7959377000000001,1.37303,1.4209331000000001,1.7256912,1.6742693,1.7084918,1.6080654000000001,1.4986999000000001,1.7048285999999999,1.6631176000000001,1.8882756000000001]
["2015-06-01",2.2189817000000001,2.3115809999999999,2.3403375,2.1795855,2.1807409999999998,2.3277809999999999,2.2704236999999998,2.2148034999999999,2.3210597000000002,2.3867630000000002,2.258823,2.2468894000000001,2.8678873]
["2015-06-02",1.4220448999999999,1.6325632000000001,2.0373869999999998,1.2037323,1.1962267,1.9004344,1.7386854,1.7820149999999999,1.7240496000000001,1.6250969,1.7111480999999999,1.6141144000000001,2.9191760000000002]
["2015-06-03",3.0257792000000001,3.0764754000000001,3.3502904999999998,2.7889461999999998,2.8791475000000002,3.3416779999999999,3.251404,3.2453349999999999,3.1514666,3.0866332000000001,3.2853873,3.271798,3.8289656999999999]
["2015-06-04",3.8849585000000002,4.007314,4.0133029999999996,3.8722414999999999,3.8907151,3.9829382999999998,3.9784926999999999,3.8556400000000002,3.9644119999999998,4.0515194000000001,3.932096,3.8754952,4.5124700000000004]
["2015-06-05",3.0281403,3.0367727000000002,3.1800717999999999,2.9488259999999999,3.0007836999999999,3.1714604,3.1231198,3.0979242,3.0663459999999998,3.0659337,3.1376731000000002,3.1289172000000001,3.1918549999999999]
["2015-06-06",3.9346757000000001,4.1396356000000001,4.1404166,3.9015903000000001,3.8847067000000002,4.1063640000000001,4.0477952999999998,3.9092736000000001,4.1118072999999997,4.248189,3.9806651999999998,3.9202591999999998,4.7841110000000002]
["2015-06-07",3.7246988000000001,3.8200376,3.8287296,3.7454667000000001,3.7572253,3.8047092,3.7834059999999998,3.6714144000000002,3.7834227,3.8664390000000002,3.7433364,3.7077425000000002,4.1804237000000004]
["2015-06-08",3.4566447999999999,3.4733046999999999,3.162328,3.6691847000000002,3.6439073,3.2057967000000001,3.2806168000000002,3.1562207,3.3615719999999998,3.5578515999999998,3.2857606000000001,3.2966139999999999,2.8102166999999998]
["2015-06-09",2.8231366000000002,2.8734510000000002,2.8513614999999999,2.8721025,2.8648262,2.8397890000000001,2.8162617999999999,2.7604103000000002,2.8546627,2.9622953000000001,2.8315847000000001,2.8230542999999999,2.8914309999999999]
["2015-06-10",3.1403219999999998,3.0975933000000002,3.2032086999999998,3.0471053000000001,3.1358100000000002,3.1807363,3.2044082,3.1759143000000001,3.1290490000000002,3.0902452,3.2684584000000001,3.2495775,3.107936]
["2015-06-11",4.5158687000000004,4.503806,4.4633149999999997,4.4556740000000001,4.5478399999999999,4.4600600000000004,4.5434520000000003,4.419162,4.4895687000000004,4.4918319999999996,4.5639859999999999,4.5324005999999999,3.7329987999999998]
["2015-06-12",2.5880947000000001,2.8060874999999998,2.3845869999999998,2.8696462999999999,2.7127876,2.4139745000000001,2.4006428999999998,2.2538247,2.6556060000000001,3.0216297999999999,2.3020144,2.2998395,3.1169340000000001]
["2015-06-13",1.9379097999999999,1.8276976,1.7723324,1.933136,1.9991336,1.7766063999999999,1.8732907000000001,1.8584654,1.8268287999999999,1.8093767999999999,1.9356656000000001,1.9294526999999999,1.1793811000000001]
["2015-06-14",1.5809366,1.6011512999999999,1.717131,1.5054921999999999,1.5188183,1.6979649999999999,1.6739267,1.707544,1.6274899,1.5904556999999999,1.7127094,1.7174026,1.19258]
["2015-06-15",2.9266516999999999,3.0515300000000001,3.0710788,2.9760475,2.9350795999999999,3.0422647,2.970526,2.9090544999999999,3.0290650000000001,3.1224769999999999,2.9332756999999998,2.9027908,3.3202411999999999]
["2015-06-16",3.0861711999999999,3.1585174,3.0961596999999998,3.1586154,3.1378485999999999,3.1380937000000002,3.0767354999999998,3.0115267999999999,3.1164322000000002,3.2582939,3.0589029999999999,3.0723467000000002,3.2958636000000001]
["2015-06-17",2.9608574000000001,3.1357653000000001,2.7711250000000001,3.1046762000000001,3.0241384999999998,2.8052429999999999,2.835261,2.6794815000000001,3.0309339,3.2425250000000001,2.7583745,2.7180363999999999,2.8584132000000002]
["2015-06-18",3.8589522999999999,3.9090883999999999,3.9790993000000001,3.7446592000000001,3.8024163,3.9979814999999999,3.9726056999999999,3.9127070000000002,3.9247266999999999,3.9486213000000001,3.9901483,3.9861182999999998,3.8454828000000001]
["2015-06-19",3.1585640000000001,3.0433197000000001,3.2357295000000001,2.9572935,3.0989559,3.2814109999999999,3.2769020000000002,3.2916496,3.1192367000000001,3.0469050000000002,3.3797264,3.4169556999999999,2.5540172999999999]
["2015-06-20",1.8527064,1.953336,1.8740494000000001,1.9157523999999999,1.861162,1.8904504,1.8401498000000001,1.8045301,1.9165204,2.0465898999999999,1.8164971999999999,1.8255402000000001,1.864503]
["2015-06-21",2.6714286999999999,2.7326321999999998,2.9561563,2.5418398,2.5775768999999999,2.9463810000000001,2.8283930000000002,2.8325079999999998,2.7891811999999998,2.7694323000000001,2.8431869999999999,2.8465340000000001,3.2107828]
["2015-06-22",2.1336309999999998,2.2254456999999999,2.4218898000000002,1.9843065,2.0013586999999999,2.3882832999999999,2.31392,2.3413841999999998,2.2720264999999999,2.2540209999999998,2.3441067000000002,2.3253840000000001,2.3261843]
["2015-06-23",2.6880096999999998,2.6300788000000002,2.6429453000000001,2.7447243000000001,2.7744265000000001,2.6805333999999998,2.6481354000000001,2.6273897000000002,2.6239097,2.6841122999999998,2.6850364,2.7328049999999999,2.1554736999999999]
["2015-06-24",3.6374233,3.7035624999999999,3.6383572000000002,3.6895380000000002,3.6861199999999998,3.6963568000000002,3.6287959999999999,3.5370683999999999,3.6718769999999998,3.8137075999999999,3.6043067,3.6207012999999999,3.6448748000000002]
["2015-06-25",3.6686656000000002,3.6687702999999998,3.5514359999999998,3.7188751999999998,3.7433105000000002,3.6497052000000001,3.6237493000000001,3.5360048000000002,3.6303513000000001,3.8097230999999998,3.6294887,3.6726255000000001,3.3333661999999999]
["2015-06-26",3.0581182999999998,3.3090188999999999,2.9855770000000001,3.2309587,3.0923693000000001,3.0767316999999998,2.9714189000000002,2.8271294,3.2011539999999998,3.5868928000000002,2.8717557999999999,2.8907354000000001,3.1699704999999998]
["2015-06-27",3.8968167,4.0243690000000001,4.0226154000000003,3.8530204000000001,3.8670995000000001,4.0384719999999996,3.9742649999999999,3.8689368000000002,4.0093937000000004,4.0908550000000004,3.93059,3.8957883999999998,4.6640119999999996]
["2015-06-28",2.2973849999999998,2.4370031000000001,2.3145410000000002,2.4171010000000002,2.3305886,2.3566305999999999,2.2615050000000001,2.2022643,2.3778820000000001,2.6266333999999998,2.2173314,2.2453485,2.5645628]
["2015-06-29",4.2408960000000002,4.3931494000000004,4.3034549999999996,4.2190589999999997,4.216958,4.3475809999999999,4.3123199999999997,4.1840590000000004,4.3465952999999997,4.5168265999999999,4.2660885000000004,4.2459974000000003,4.6067479999999996]
["2015-06-30",4.9567870000000003,5.1118535999999999,5.2056274,4.9527874000000001,4.9545393000000004,5.2400235999999998,5.0952067000000003,4.9875736000000002,5.0822295999999998,5.2462872999999997,5.0417779999999999,5.0542590000000001,5.5985284000000002]
["2015-07-01",5.0174127000000004,5.0110197000000003,5.1533175,4.9315652999999999,5.0076929999999997,5.3147830000000003,5.1086090000000004,5.0429250000000003,5.0429060000000003,5.2096733999999998,5.1164103000000001,5.2705510000000002,5.4200296000000003]
["2015-07-02",2.4810075999999999,2.8115484999999998,2.7875766999999998,2.4726984999999999,2.3496323000000001,2.7820292000000002,2.6123729999999998,2.5402591000000001,2.7771297000000001,3.0068543000000001,2.5012343000000001,2.4653624999999999,3.9869319999999999]
["2015-07-03",4.0105149999999998,4.1176769999999996,4.1583209999999999,3.9244623000000001,3.9542413000000001,4.1603446000000002,4.1245393999999997,4.0309109999999997,4.1137490000000003,4.1458279999999998,4.0965575999999997,4.0775237000000004,4.0645246999999998]
["2015-07-04",3.7991842999999998,4.0455370000000004,4.0519594999999997,3.7844500000000001,3.7183652,4.0615405999999998,3.9249011999999999,3.8382586999999999,4.0144266999999996,4.2464969999999997,3.8548635999999998,3.8329203000000001,5.09091]
["2015-07-05",2.4245627000000001,2.5755189999999999,2.6294854000000001,2.3837937999999999,2.3468429999999998,2.6351792999999999,2.5331874000000001,2.5138902999999999,2.5694667999999998,2.6772833,2.5145433000000001,2.5072174,3.0761460999999999]
["2015-07-06",3.8345551000000002,4.008286,3.6045337000000002,3.9751159999999999,3.920938,3.6883197000000001,3.7065448999999999,3.5036806999999999,3.8862412000000002,4.1857332999999999,3.6239188000000002,3.6197642999999999,4.1285105]
["2015-07-07",3.1683547000000001,3.3982437000000001,3.3413810000000002,3.2108216000000001,3.1283500000000002,3.3422969999999999,3.2265655999999998,3.133597,3.3574332999999998,3.5655939999999999,3.1550999000000002,3.1282432,3.931216]
["2015-07-08",2.6923406000000001,2.6387133999999999,2.7870314,2.5300940000000001,2.6254097999999999,2.818022,2.7850609999999998,2.7821278999999999,2.7028017000000002,2.6608839999999998,2.8477836000000001,2.8804056999999998,2.1472304000000002]
["2015-07-09",3.9817607000000002,4.0383290000000001,4.0643177000000001,3.9455209999999998,3.9948670000000002,4.0988860000000003,4.0473990000000004,3.9249822999999999,4.026961,4.1048393000000001,4.0116662999999999,4.0192959999999998,3.9199152000000002]
["2015-07-10",4.2318069999999999,4.4365625,4.3619440000000003,4.2658424000000004,4.2340369999999998,4.4434449999999996,4.2957244000000001,4.1342844999999997,4.3781923999999997,4.6221842999999998,4.1980157,4.2448829999999997,4.9440074000000003]
["2015-07-11",4.4529623999999997,4.6062675000000004,4.2054133,4.6247749999999996,4.5769580000000003,4.3435854999999997,4.3075904999999999,4.0791426,4.4773750000000003,4.8308992000000002,4.2127686000000004,4.2612550000000002,4.5417889999999996]
["2015-07-12",1.7577242,1.864117,1.869693,1.8534318000000001,1.7901516,1.848096,1.7510914,1.7148774,1.8388853999999999,1.9603725999999999,1.7006737999999999,1.6843090000000001,2.4515703000000002]
["2015-07-13",1.29915,1.3890104999999999,1.4017507,1.299806,1.2652606,1.3779345000000001,1.3378242,1.3260345,1.3840950999999999,1.4248384999999999,1.3126001,1.2817059,1.6214082999999999]
["2015-07-14",1.7292322,1.7021538000000001,1.6384093,1.7880524,1.7918320000000001,1.685713,1.6639048000000001,1.638282,1.6834738,1.7688961999999999,1.6686034000000001,1.7008444,1.677522]
["2015-07-15",2.1198090000000001,2.1811986000000001,2.2294455000000002,2.2597117,2.2076788000000001,2.1928179999999999,2.0937157000000002,2.0516473999999998,2.1561959000000002,2.2287952999999998,2.0252469999999998,2.0053713000000002,2.5992860000000002]
["2015-07-16",2.4204222999999998,2.6398581999999999,2.5536275000000002,2.5246276999999999,2.4135499999999999,2.5786798000000002,2.4329200000000002,2.3660494999999999,2.5825627,2.8325035999999999,2.3594189999999999,2.3810576999999999,3.3767570999999998]
["2015-07-17",2.6442275,2.9314802000000002,3.236164,2.3941211999999998,2.3721692999999999,3.1807468000000001,2.9768309999999998,2.9637701999999999,2.9983076999999998,2.9993786999999998,2.9160113000000001,2.8668847,4.0900699999999999]
["2015-07-18",3.495962,3.7226824999999999,3.7445075999999999,3.4394914999999999,3.4188923999999998,3.7819954999999998,3.6342213000000001,3.5116326999999998,3.6919323999999998,3.8770452,3.5506768000000002,3.5688819999999999,4.8196060000000003]
["2015-07-19",3.46536,3.5356676999999999,3.8110833,3.2050626000000002,3.3087909999999998,3.8343986999999999,3.7152047000000001,3.66431,3.6073132000000001,3.5651790000000001,3.7113399999999999,3.7225204000000001,4.2211622999999996]
["2015-07-20",1.4035880000000001,1.5911128999999999,1.7261738,1.4136975000000001,1.3339240000000001,1.6834784,1.5247364999999999,1.5329489999999999,1.5932721000000001,1.6886947999999999,1.4671525999999999,1.4313391,2.6144571000000001]
["2015-07-21",4.1235790000000003,4.5035090000000002,4.1819953999999999,4.1760663999999998,4.0812220000000003,4.2172112000000004,4.1699760000000001,3.9167619999999999,4.3695120000000003,4.719773,4.0088080000000001,3.961808,4.9591320000000003]
["2015-07-22",2.6402223,2.8152045999999999,2.8233470000000001,2.557744,2.5335757999999999,2.8728514000000001,2.7632941999999998,2.713606,2.8074884,2.9358803999999998,2.7409759999999999,2.7656565,2.8944657]
["2015-07-23",2.903,3.0359229999999999,2.8530880999999999,2.9297759999999999,2.9091830000000001,2.9722455000000001,2.8733783000000002,2.7340715000000002,2.979733,3.1939826,2.8061919999999998,2.8796103,3.2589160000000001]
["2015-07-24",0.79722535999999999,0.86970060000000005,0.85006959999999998,1.3984874,1.3626161999999999,0.88149370000000005,0.8007206,0.77913840000000001,0.85468100000000002,0.96719180000000005,0.77509433000000005,0.79926909999999995,1.1448564999999999]
["2015-07-25",2.8558123000000002,2.8275967,3.0507178000000001,2.6986062999999998,2.7897436999999998,3.0458379999999998,3.0005052000000001,2.9892232000000001,2.8903729999999999,2.8383098000000002,3.0494785000000002,3.0606352999999999,2.4838160999999999]
["2015-07-26",1.1738333999999999,1.2196845000000001,1.2326937,1.1791182,1.1674051000000001,1.2035031,1.1913636999999999,1.1833103,1.2162913,1.2418606000000001,1.1919183,1.1645824,1.4367045000000001]
["2015-07-27",2.2172208000000002,2.3301767999999998,2.3423212000000002,2.0965981,2.1011712999999999,2.370638,2.3145045999999998,2.274375,2.3516737999999999,2.4010850000000001,2.3139927,2.3166427999999999,1.6422045999999999]
["2015-07-28",3.0607160000000002,3.1190128000000001,3.1765034000000001,2.8951943,2.9515661999999998,3.2137554000000002,3.1857548000000002,3.1302203999999998,3.1515436000000001,3.1813495000000001,3.2161900000000001,3.2353125,2.1055063999999999]
["2015-07-29",2.6729877000000002,2.7563087999999998,2.6181549999999998,2.7280953000000001,2.7158277000000002,2.6722902999999998,2.6372156000000002,2.526856,2.7064778999999999,2.881065,2.6024851999999998,2.6404800000000002,2.6024834999999999]
["2015-07-30",2.6543698,2.5153732,2.5827374000000001,2.5749254000000001,2.6979240999999998,2.6571965,2.6726576999999998,2.6399764999999999,2.5367709999999999,2.5133733999999999,2.7441217999999998,2.8347696999999998,1.7911691999999999]
["2015-07-31",3.1483325999999998,3.1980876999999999,3.2553337,3.0489747999999999,3.1364565,3.2937805999999998,3.280192,3.1405753999999999,3.1740214999999998,3.1957045000000002,3.2380849999999999,3.2860247999999999,3.2819386000000002]
["2015-08-01",3.2745359999999999,3.4983757,3.1771123000000001,3.3027277000000002,3.2844030000000002,3.2675147,3.2654188,3.0241324999999999,3.3703449999999999,3.6709063,3.1443354999999999,3.1881783000000001,3.7547271000000002]
["2015-08-02",3.6005204000000002,3.7367935000000001,3.7066976999999999,3.4978893000000002,3.5592408,3.7680197,3.7452269,3.558602,3.6774452000000002,3.813936,3.6712343999999999,3.7377123999999999,3.6083523999999998]
["2015-08-03",2.7168800000000002,3.0923835999999998,3.1070852000000002,2.7285984000000001,2.6092837000000002,3.0803704000000001,2.8794029000000001,2.7690741999999999,3.0373095999999999,3.2708159999999999,2.7381774999999999,2.7130442000000001,4.5611053000000004]
["2015-08-04",3.1755257000000001,3.3282826000000001,3.2975720000000002,3.0931679999999999,3.1200654999999999,3.3368647,3.2671325000000002,3.1251060000000002,3.3028092,3.4240696000000002,3.2008922000000002,3.2194626,3.9085877]
["2015-08-05",2.3298779999999999,2.4194287999999999,2.2737083,2.465455,2.4165174999999999,2.3878032999999999,2.2531865,2.1621860000000002,2.3532107,2.6308392999999999,2.2011875999999999,2.3119562,2.8530147000000001]
["2015-08-06",2.3867246999999998,2.5792221999999998,2.6812307999999998,2.2846272000000001,2.2681472,2.6896339999999999,2.5535388000000001,2.4892867000000001,2.5812721000000001,2.6654327000000002,2.4925332,2.4995265,3.4457216000000002]
["2015-08-07",3.1173706000000001,3.1038122000000001,2.7967295999999999,3.1835103,3.2644579999999999,2.9470613000000001,2.9973752,2.7868094000000001,2.9919864999999999,3.1663579999999998,2.9439980000000001,3.0683372000000002,2.4295943000000002]
["2015-08-08",3.1263957000000002,3.2880094,3.1982352999999999,3.1162987000000002,3.1405289999999999,3.2307413,3.2203366999999998,3.0304844000000002,3.1903462,3.3563467999999999,3.1250361999999998,3.1622715000000001,3.5079039999999999]
["2015-08-09",3.7088076999999999,3.9809108000000002,3.5857364999999999,3.7623229999999999,3.7691447999999999,3.7027275999999998,3.7071524,3.3595855000000001,3.7889469999999998,4.1598414999999997,3.5128777000000002,3.5903719999999999,4.2420726000000002]
["2015-08-10",1.7367872,2.0020585,1.9670116,1.8273822,1.7076389999999999,1.9382402000000001,1.79514,1.7297241999999999,1.9415654,2.1293487999999998,1.6869837999999999,1.6558595,3.2242190000000002]
["2015-08-11",1.3968794,1.5095767,1.5868960000000001,1.390263,1.3535208000000001,1.6477900999999999,1.4638369,1.4490339999999999,1.5125690000000001,1.6180606,1.4178276999999999,1.4769696000000001,2.1195753000000002]
["2015-08-12",1.8285237999999999,1.8496952,2.4969399999999999,1.4293047000000001,1.5620105,2.4266706,2.2410972,2.3205695,2.0258980000000002,1.7506980000000001,2.2694112999999998,2.2652328000000002,2.6161672999999999]
["2015-08-13",1.1854100999999999,1.265943,1.3357840000000001,1.1117018000000001,1.1107132,1.3087081,1.2714405,1.26895,1.2773559000000001,1.2737972,1.2568153,1.2364613,1.5200901]
["2015-08-14",1.5322830999999999,1.6574682999999999,1.2986462000000001,1.7372912,1.6389564000000001,1.3301717,1.3726902999999999,1.2658505,1.5346644,1.7769516000000001,1.3062165999999999,1.3014351,1.4379044999999999]
["2015-08-15",2.1739212999999999,2.2386810000000001,2.4064877,2.0917659999999998,2.1233143999999999,2.4361261999999999,2.3097639999999999,2.2654898000000001,2.2560465000000001,2.3115891999999998,2.2863598000000001,2.3516617000000002,2.8966403000000001]
["2015-08-16",1.7892056000000001,1.7732878000000001,1.952296,1.6639447999999999,1.7303303000000001,2.0624037,1.9045596,1.8973104000000001,1.8212573999999999,1.8644712000000001,1.9218876,2.0471704000000002,2.4518675999999999]
["2015-08-17",2.6340287,2.8587796999999999,2.5490925,2.7428968,2.6862854999999999,2.7013335000000001,2.5826335,2.3791902,2.7213101000000002,3.0796770000000002,2.4586541999999998,2.604171,3.1797710000000001]
["2015-08-18",0.96554499999999999,0.92893530000000002,1.5586796999999999,0.90450350000000002,0.94874930000000002,1.1653328999999999,1.0137948999999999,1.5369306,0.96440429999999999,1.4937117,1.0423836,1.1802146,0.76026119999999997]
["2015-08-19",2.0260718,2.2346026999999999,2.0081465000000001,2.1648282999999999,2.0805297,2.0318360000000002,1.9779617,1.8250557999999999,2.1235683000000001,2.3850608000000002,1.8585579999999999,1.8634896000000001,2.6713119000000001]
["2015-08-20",0.99959500000000001,1.1466315,1.2089657,0.96124279999999995,0.91195789999999999,1.1873054999999999,1.0999357999999999,1.0990381,1.1459143000000001,1.2066072999999999,1.0604233000000001,1.0355165,1.6683847999999999]
["2015-08-21",2.5811899,2.7380361999999998,2.6291281999999998,2.4894588,2.5448176999999998,2.6758864,2.6745899999999998,2.4588744999999999,2.6639683000000001,2.7929664000000001,2.5509857999999999,2.6003997000000001,2.9686887]
["2015-08-22",3.8265020000000001,4.1133290000000002,3.6661524999999999,3.87432,3.8898747,3.8179479999999999,3.8329607999999999,3.4080252999999998,3.8899092999999998,4.3423634,3.5984582999999999,3.7562026999999998,4.0722585000000002]
["2015-08-23",2.5170857999999998,2.685279,2.4891264,2.5987119999999999,2.5632142999999998,2.5481310000000001,2.4781569999999999,2.2994129999999999,2.5992329999999999,2.8225372000000002,2.3635839999999999,2.4137436999999999,3.3670019999999998]
["2015-08-24",0.89471149999999999,0.91318250000000001,0.86616789999999999,0.98484150000000004,0.95622309999999999,0.83813344999999995,0.84356960000000003,0.83009520000000003,0.88225209999999998,0.93073419999999996,0.83323139999999996,0.8091585,1.0209793]
["2015-08-25",1.3198898999999999,1.4436446000000001,1.3674321,1.3990298999999999,1.3499121999999999,1.3198421,1.3104136,1.2386295,1.3880889999999999,1.4912365999999999,1.2526276000000001,1.2155943,2.1506504999999998]
["2015-08-26",1.0459442999999999,1.0785393000000001,1.3579394,0.93928500000000004,0.96367559999999997,1.2882785999999999,1.2095553999999999,1.2584641999999999,1.1345103000000001,1.0557126999999999,1.2241195,1.1980381,1.721479]
["2015-08-27",1.3535874999999999,1.3684354000000001,1.6630933000000001,1.2452326,1.2897809,1.6113375000000001,1.5127949000000001,1.536826,1.4282233,1.3519087000000001,1.5197092999999999,1.5161178,2.3178442000000001]
["2015-08-28",2.2231999999999998,2.4073595999999999,2.3974445000000002,2.1464968,2.1824895999999998,2.3808258000000002,2.3798409999999999,2.1622545999999998,2.3275757000000001,2.4558464999999998,2.2498814999999999,2.2760174000000002,3.1721720000000002]
["2015-08-29",1.6046411,1.7363188000000001,1.7225832000000001,1.5935334999999999,1.5690691000000001,1.7812072000000001,1.6739440000000001,1.5992647,1.6995332000000001,1.8744780000000001,1.6185125,1.6884916000000001,2.5930892999999999]
["2015-08-30",1.2829181000000001,1.2906835000000001,1.1995503999999999,1.2962393000000001,1.303806,1.2535559000000001,1.2436228,1.2031206999999999,1.2684390000000001,1.3407918000000001,1.2405595,1.2879073999999999,0.86442110000000005]
["2015-08-31",0.19341426,0.63402080000000005,0.24916846000000001,0.62536890000000001,0.60258319999999999,0.23650080000000001,0.22364609999999999,0.24630922,0.21620323,0.64580420000000005,0.23275560000000001,0.23053612000000001,0.40293289999999998]
["2015-09-01",1.2848998,1.2870079999999999,1.4620196999999999,1.1697991000000001,1.2238051999999999,1.4487307,1.4181503,1.4071119999999999,1.3194474,1.2773604000000001,1.4306725,1.4607509000000001,1.860177]
["2015-09-02",1.5026777,1.5504525,1.5593665000000001,1.4584002,1.4919397999999999,1.5783875999999999,1.5741874,1.4906378,1.518251,1.5777734999999999,1.5480567999999999,1.599723,1.6777232]
["2015-09-03",1.5067732,1.5085238000000001,1.5189261000000001,1.4700352999999999,1.5143654,1.5797053999999999,1.5291996999999999,1.4650266000000001,1.5054787000000001,1.5675797,1.5175924999999999,1.5936551000000001,1.6024194]
["2015-09-04",1.4149735999999999,1.5294569,1.5097506000000001,1.4526053999999999,1.4062284,1.5694676999999999,1.4429296,1.4042680000000001,1.5023043,1.680863,1.4156804999999999,1.4881253999999999,1.5862162]
["2015-09-05",1.2677654,1.3749416000000001,1.3768758000000001,1.2896106000000001,1.2555875000000001,1.4055446,1.300332,1.2582249999999999,1.3563962000000001,1.4963156,1.2664669,1.3068606,2.0335068999999999]
["2015-09-06",2.2511424999999998,2.4463522000000002,2.2351529999999999,2.2298727,2.2713003,2.2898784000000001,2.3506382000000001,2.0007739999999998,2.2872572,2.5746612999999998,2.1747203000000002,2.3000479999999999,2.6610007000000002]
["2015-09-07",1.6311097999999999,1.6665148000000001,1.703668,1.5279007,1.5804151,1.7260055999999999,1.7523218,1.631324,1.6494991999999999,1.7070407999999999,1.7290468000000001,1.8014475999999999,1.4600816000000001]
["2015-09-08",1.510775,1.4832147,1.352544,1.5358673,1.5810812000000001,1.4131685,1.4618342,1.3581186999999999,1.4339040000000001,1.5339617000000001,1.4531153000000001,1.5199537999999999,1.1162129999999999]
["2015-09-09",2.0040089999999999,2.1003889999999998,1.7580070000000001,2.1262069000000001,2.1163094,1.847065,1.8867012999999999,1.7110182,1.9607798000000001,2.2295734999999999,1.8229126,1.9067543,1.636501]
["2015-09-10",2.5957786999999999,2.7156389999999999,2.5229694999999999,2.5320550000000002,2.6619264999999999,2.5422346999999998,2.7023190000000001,2.2824311000000002,2.5457125,2.7289015999999999,2.5117560000000001,2.6356234999999999,2.5436485000000002]
["2015-09-11",2.4086973999999999,2.5369183999999998,2.4014899999999999,2.3165567,2.4239234999999999,2.4457931999999998,2.5179274,2.1997010000000001,2.405192,2.5742037,2.3693388,2.4931616999999999,2.3605900000000002]
["2015-09-12",1.9907068000000001,2.0837164000000001,2.0779277999999999,1.8802319999999999,1.9398462000000001,2.1229935000000002,2.107834,1.955975,2.0484836,2.1549520000000002,2.0501244000000001,2.1249201000000002,2.1804432999999999]
["2015-09-13",0.93262069999999997,0.97565919999999995,1.1367948999999999,0.87080360000000001,0.87839929999999999,1.1664118999999999,1.0435928000000001,1.0530086999999999,1.0027936,1.0423737,1.0422122,1.0914429999999999,1.4586142]
["2015-09-14",1.4227729,1.4519546999999999,1.3179753000000001,1.3954225,1.4309890999999999,1.3536161,1.4037295999999999,1.306298,1.4105922,1.4814445999999999,1.3913575,1.4213666,1.1660812]
["2015-09-15",1.3462133000000001,1.3850951,1.3672215000000001,1.3152809999999999,1.3341763,1.3812126,1.3719212999999999,1.3060396000000001,1.3758524999999999,1.4281699999999999,1.3591129,1.3773044000000001,1.3265077999999999]
["2015-09-16",0.62588197000000001,0.64038720000000005,0.69430720000000001,0.65657030000000005,0.64599229999999996,0.66293835999999995,0.63619550000000002,0.64490689999999995,0.63926000000000005,0.3400688,0.63658714000000005,0.62042969999999997,0.87612250000000003]
["2015-09-17",1.5318044,1.5841095000000001,1.6449024999999999,1.4011454999999999,1.4796039999999999,1.6468501,1.6750692,1.5008509000000001,1.5639468000000001,1.5841422999999999,1.6025065999999999,1.6628670999999999,1.9086654000000001]
["2015-09-18",0.79665719999999995,0.78115279999999998,0.9573431,0.66212859999999996,0.7199721,0.95586530000000003,0.92521880000000001,0.9347569,0.82471700000000003,0.74555903999999995,0.94955829999999997,0.9799312,0.90768459999999995]
["2015-09-19",1.4887093,1.5832854999999999,1.3910149999999999,1.5038568000000001,1.5559666000000001,1.4190094,1.514275,1.2483907000000001,1.4478506,1.6273751999999999,1.387937,1.47739,1.6893392]
["2015-09-20",1.5213816,1.6637793000000001,1.4365854,1.4840325999999999,1.5701946,1.4546663,1.5859688999999999,1.2527722999999999,1.4937294999999999,1.690966,1.4123064999999999,1.5001599000000001,1.7783422]
["2015-09-21",0.61202719999999999,0.62569370000000002,0.67280185000000003,0.6044273,0.60313989999999995,0.6618501,0.64264270000000001,0.65312239999999999,0.62887084000000004,0.6410034,0.65465960000000001,0.65629510000000002,0.75688049999999996]
["2015-09-22",0.58763639999999995,0.57877489999999998,0.74779899999999999,0.51178409999999996,0.54581519999999994,0.71305799999999997,0.68293329999999997,0.69993335000000001,0.61782150000000002,0.55201169999999999,0.69918800000000003,0.69446622999999996,0.98821789999999998]
["2015-09-23",1.5302887999999999,1.6323126999999999,1.5567352000000001,1.4629266000000001,1.5257149000000001,1.5737371,1.6156976999999999,1.3988016999999999,1.5516094,1.6631875,1.5124518,1.5837650999999999,1.8626049]
["2015-09-24",1.2823803,1.326846,1.4750254,1.1466841999999999,1.2164282,1.4633719000000001,1.4423182000000001,1.3401202000000001,1.3342041,1.3255961999999999,1.4012640000000001,1.45055,1.8799572]
["2015-09-25",1.3059373999999999,1.4219200999999999,1.3051995000000001,1.2345870000000001,1.318703,1.3536944,1.4170734,1.134584,1.2866701,1.465951,1.2792684000000001,1.4229385999999999,1.5608782000000001]
["2015-09-26",1.3936546000000001,1.4710718,1.3733299999999999,1.3305621999999999,1.4039743,1.4065996000000001,1.5231593999999999,1.1765840999999999,1.3587886,1.5094183999999999,1.3670034,1.5108933,1.3085667000000001]
["2015-09-27",1.6804555999999999,1.7857126000000001,1.4676020999999999,1.6835926000000001,1.7773947999999999,1.504267,1.7103524000000001,1.3035254000000001,1.5801871000000001,1.8275462,1.5368086000000001,1.6793910999999999,1.3019639000000001]
["2015-09-28",1.7696080000000001,1.8836280000000001,1.5805431999999999,1.7788657999999999,1.8608861999999999,1.6113679999999999,1.8155584,1.3895652000000001,1.6801592000000001,1.9332838000000001,1.6310937000000001,1.7751806000000001,1.3799003000000001]
["2015-09-29",1.8941374,2.0333233000000002,1.6999139999999999,1.8716404,1.9618291999999999,1.7434793,1.9500006000000001,1.5118799000000001,1.8224734,2.0859915999999998,1.7630041999999999,1.9157645000000001,1.581947]
["2015-09-30",2.0421490000000002,2.1821609,1.8605552000000001,2.0527772999999998,2.131446,1.9065536999999999,2.0813453000000002,1.6617436000000001,1.9734472000000001,2.2601632999999999,1.9034662,2.0565134999999999,1.9138653999999999]
["2015-10-01",1.8181651999999999,1.9689173,1.5555049000000001,1.8954534999999999,1.9342942000000001,1.6107423000000001,1.8017778,1.3742481,1.7388140000000001,2.0813712999999998,1.6138397,1.7643219999999999,1.5006164]
["2015-10-02",1.3840741999999999,1.5231977000000001,1.2096568000000001,1.3805343999999999,1.4751582000000001,1.2507657999999999,1.4463428,1.0015270000000001,1.2926717000000001,1.5775048,1.2341259,1.4059955,1.3790443999999999]
["2015-10-03",0.62935430000000003,0.67826414000000002,0.67506500000000003,0.56936586,0.59485180000000004,0.70621129999999999,0.69435287000000001,0.62200219999999995,0.652613,0.69108873999999998,0.66172489999999995,0.71292770000000005,0.87643629999999995]
["2015-10-04",1.0263196999999999,1.1382844000000001,0.99526210000000004,0.97795779999999999,1.0604118,1.0273473,1.1102185,0.83615700000000004,0.99046820000000002,1.165791,0.96851670000000001,1.0830249000000001,1.1347467]
["2015-10-05",0.31249827000000002,0.34348708,0.34123530000000002,0.31554860000000001,0.30143936999999998,0.33450170000000001,0.32539958000000002,0.33304610000000001,0.33632106000000001,0.36330527000000001,0.32614919999999997,0.32124271999999998,0.41369813999999999]
["2015-10-06",0.42913424999999999,0.45677699999999999,0.45343336000000001,0.42376426,0.42429074999999999,0.44875225000000002,0.44943154000000002,0.43227515,0.44109756,0.46786016000000002,0.43875384000000001,0.44568849999999999,0.48176574999999999]
["2015-10-07",0.52987839999999997,0.54803139999999995,0.65775600000000001,0.46496066000000003,0.48054345999999998,0.65734254999999997,0.61240077000000004,0.62970674000000004,0.57118340000000001,0.55832415999999996,0.62807535999999997,0.64500460000000004,0.59646339999999998]
["2015-10-08",0.92925400000000002,1.0578673999999999,0.80425199999999997,0.94392489999999996,1.0030401,0.87300469999999997,0.9369963,0.67484540000000004,0.87997230000000004,1.1446263999999999,0.79809410000000003,0.93539600000000001,1.0260050999999999]
["2015-10-09",0.8753088,0.99286839999999998,0.77596783999999996,0.84729790000000005,0.93143419999999999,0.81749684,0.93848849999999995,0.60982970000000003,0.81319090000000005,1.014999,0.76944983,0.90679969999999999,0.91918160000000004]
["2015-10-10",0.59844299999999995,0.63751179999999996,0.55892960000000003,0.64511200000000002,0.63044109999999998,0.57905779999999996,0.57151099999999999,0.52823969999999998,0.59954953,0.69881369999999998,0.55510440000000005,0.58106939999999996,0.78358733999999997]
["2015-10-11",0.9574471,1.0026824000000001,0.9178868,0.93432700000000002,0.99047490000000005,0.96295399999999998,0.98931380000000002,0.8250902,0.93006279999999997,1.0530923999999999,0.92231339999999995,1.0228868,1.3982146]
["2015-10-12",0.78111470000000005,0.84864819999999996,0.85756940000000004,0.74147160000000001,0.73962510000000004,0.89896640000000005,0.86846239999999997,0.74646100000000004,0.83247320000000002,0.93661269999999996,0.81837249999999995,0.90152180000000004,1.1955245000000001]
["2015-10-13",1.0671937,1.1479423,0.94213179999999996,1.2135667000000001,1.1570913,1.0023708,0.97066830000000004,0.87403730000000002,1.0713028,1.2930349000000001,0.93336980000000003,0.99271290000000001,1.5365629000000001]
["2015-10-14",0.67969274999999996,0.68039850000000002,0.69647442999999998,0.65162103999999998,0.69166565000000002,0.70034843999999996,0.71462199999999998,0.63695650000000004,0.66650350000000003,0.68817483999999995,0.69758045999999996,0.74127790000000005,1.0474614]
["2015-10-15",0.45860666,0.47716856000000002,0.50633930000000005,0.45522980000000002,0.457258,0.51894574999999998,0.47955389999999998,0.471109,0.47570109999999999,0.51432440000000001,0.48133656000000002,0.50767709999999999,0.77716269999999998]
["2015-10-16",0.41769102000000002,0.41674787000000002,0.58335554999999994,0.14853299,0.36237353,0.56710150000000004,0.51417124000000003,0.53754559999999996,0.46056259999999999,0.39593840000000002,0.53450909999999996,0.54313993000000005,1.1058652]
["2015-10-17",0.60811656999999997,0.59164673000000001,0.71225643000000005,0.54692700000000005,0.58822936000000003,0.72486159999999999,0.66210610000000003,0.66223394999999996,0.62546206000000004,0.58709449999999996,0.67261784999999996,0.70713369999999998,1.0689951]
["2015-10-18",0.38356299999999999,0.36830536000000003,0.40874880000000002,0.34650636000000001,0.37968239999999998,0.43226643999999997,0.41492121999999998,0.39929914,0.37037075000000003,0.37691474000000003,0.42046319999999998,0.46946474999999999,0.40011948000000003]
["2015-10-19",0.35965302999999998,0.15762424,0.43154785000000001,0.31890227999999998,0.34192112000000002,0.4470305,0.40061200000000002,0.4112632,0.37435383,0.17950160000000001,0.41354217999999998,0.44289034999999999,0.74683653999999999]
["2015-10-20",0.5731619,0.64631039999999995,0.50794079999999997,0.5413076,0.61134999999999995,0.54659413999999995,0.62411404000000004,0.38825047000000001,0.5213295,0.66698930000000001,0.51085084999999997,0.63651395,0.64679120000000001]
["2015-10-21",0,0,1.36644235E-2,0,0,1.1193410500000001E-2,0,0,0,0,0,0,0.28184520000000002]
["2015-10-22",0.53713690000000003,0.5639942,0.72841953999999998,0.442027,0.46900629999999999,0.76704925000000002,0.65007824000000003,0.66753150000000006,0.59994760000000003,0.60404089999999999,0.66035149999999998,0.72899510000000001,0.95887069999999996]
["2015-10-23",0.45774975000000001,0.48552454,0.49132955,0.45938820000000002,0.4496308,0.59878160000000002,0.47113110000000002,0.46924729999999998,0.48295440000000001,0.62111799999999995,0.47363916,0.59175650000000002,0.6597286]
["2015-10-24",0.55176234000000002,0.55127360000000003,0.45552680000000001,0.60951674,0.60171925999999998,0.51008410000000004,0.49049586000000001,0.46423524999999999,0.52168879999999995,0.63177139999999998,0.49634220000000001,0.54925040000000003,0.57699789999999995]
["2015-10-25",0.41245872,0.4578023,0.34644051999999997,0.43916875,0.46052396000000001,0.39187345000000001,0.4269387,0.24858540000000001,0.37461351999999998,0.51582709999999998,0.34234217,0.4552215,0.51663166000000005]
["2015-10-26",0.29031439999999997,0.31705812,0.34245998,0.22986371999999999,0.2654514,0.33920529999999999,0.35995065999999998,0.29908111999999998,0.29423110000000002,0.31047936999999998,0.34078106000000002,0.37725902,0.48212450000000001]
["2015-10-27",0.27396607000000001,0.27987363999999998,0.28301942000000002,0.2325981,0.27518818,0.29362835999999998,0.31001103000000002,0.25734758000000002,0.25439416999999998,0.27314854,0.28984767,0.33454203999999998,0.21342829999999999]
["2015-10-28",0.20701073,0.20900126999999999,0.21374282,0.17385116,0.20011435,0.22743579999999999,0.24624019999999999,0.1819701,0.19463496,0.20920706999999999,0.22252875999999999,0.27458840000000001,0.14042511999999999]
["2015-10-29",0.23519142000000001,0.2736381,0.25474414000000001,0.23369987,0.2234255,0.26046839999999999,0.25042910000000002,0.24130678,0.25832899999999998,0.30894536,0.24993014,0.26034868,0.34979257000000002]
["2015-10-30",0.51259650000000001,0.54961735,0.27708792999999998,0.58092549999999998,0.55012435000000004,0.32900357000000002,0.2979135,0.26657003000000001,0.35749750000000002,0.63908637000000001,0.28491562999999998,0.47833084999999997,0.53395029999999999]
["2015-10-31",0.17651449999999999,0.23285837000000001,0.1885482,0.13987926000000001,0.17048325,0.19225179000000001,0.25013819999999998,9.2677675000000001E-2,0.16784592000000001,0.24010782,0.17139344000000001,0.23939458,0.31292424000000002]
["2015-11-01",5.1659315999999997E-2,9.2199290000000003E-2,2.2297826E-2,5.5759950000000003E-2,5.8050875000000002E-2,0,9.7241140000000004E-2,0,2.5012481999999999E-2,8.1587783999999997E-2,2.2511927000000001E-2,4.5782419999999997E-2,9.5732510000000007E-2]
["2015-11-02",6.939824E-2,0.10269833,2.3124051999999999E-2,7.5298089999999998E-2,0.1045517,8.372025E-3,6.6068249999999995E-2,0,3.5531836999999997E-2,0.1055895,3.0732734000000001E-2,4.4770512999999998E-2,0]
["2015-11-03",0.16017266999999999,0.18541162999999999,0.14838657999999999,0.18003131,5.8017779999999996E-3,0.16673788,0.15292056000000001,0.1356967,0.16741449,0.22535835000000001,0.14291873999999999,0.16091245000000001,0.19385711999999999]
["2015-11-04",3.9595930000000001E-2,4.1445113999999998E-2,5.7746757000000003E-2,2.7481906E-2,3.1709010000000003E-2,5.8274711999999999E-2,5.2905813000000003E-2,5.8215893999999997E-2,4.2950733999999997E-2,3.7116833000000002E-2,5.4099042E-2,5.9920777000000001E-2,3.1067012000000001E-2]
["2015-11-05",5.353484E-2,6.8205476000000001E-2,9.0769440000000007E-2,3.1715363000000003E-2,3.5078704000000002E-2,9.3003324999999998E-2,7.6196009999999995E-2,8.8077500000000003E-2,7.058275E-2,7.3794916000000002E-2,8.0953129999999998E-2,8.5934330000000003E-2,0.11465073000000001]
["2015-11-06",5.8764829999999997E-2,0.10641838000000001,0.15854335999999999,2.4239507E-2,1.4453028999999999E-2,0.15499398,0.11351654,0.12510207000000001,0.113339975,0.122639336,0.10609664000000001,0.10695996000000001,0.27526613999999999]
["2015-11-07",0.17006325999999999,0.21308184999999999,0.29121754,0.13076413000000001,0.12844916000000001,0.28597220000000001,0.23341962999999999,0.2435099,0.22569938,0.23094729999999999,0.22719705000000001,0.23337474,0.49704406000000001]
["2015-11-08",5.8478806000000001E-2,9.5756610000000006E-2,0.13976319000000001,2.8069627999999999E-2,2.4402348000000001E-2,0.1367284,0.10135951,0.11445804,0.10134341600000001,0.11291664999999999,0.10122852,0.10297995,0.26202574000000001]
["2015-11-09",0.79613540000000005,0.82452965,0.8325785,0.76690524999999998,0.78046009999999999,0.86292970000000002,0.8145772,0.78991674999999995,0.82916809999999996,0.87761009999999995,0.8184477,0.85228219999999999,1.0068026000000001]
["2015-11-10",0.31623262000000002,0.33781739999999999,0.4285544,0.25387662999999999,0.27426015999999998,0.43499956000000001,0.37340420000000002,0.38438499999999998,0.36282619999999999,0.34764788000000002,0.37565789999999999,0.39117077,0.8639521]
["2015-11-11",0.72367614999999996,0.75651009999999996,0.78746139999999998,0.6921872,0.70475595999999996,0.84060679999999999,0.75896070000000004,0.73437536000000003,0.75769260000000005,0.82698930000000004,0.75460190000000005,0.81907799999999997,0.98916150000000003]
["2015-11-12",0.21069872000000001,0.2330265,0.29520943999999999,0.15915066,0.17745416999999999,0.31056080000000003,0.27136660000000001,0.24832398,0.23847435,0.25136940000000002,0.2611174,0.29771426000000001,0.58312819999999999]
["2015-11-13",0.8794111,0.91924289999999997,0.93611610000000001,0.81252990000000003,0.86802999999999997,0.97189930000000002,0.95851180000000002,0.84333080000000005,0.88150989999999996,0.97614829999999997,0.92710179999999998,1.0245287000000001,1.1815958]
["2015-11-14",0.3598962,0.37624313999999998,0.35382797999999999,0.27328664000000003,0.26805854000000001,0.36931932000000001,0.3492981,0.3384586,0.3678632,0.42017660000000001,0.35748643000000002,0.37446639999999998,0.41370234]
["2015-11-15",0.92393259999999999,1.0465241999999999,1.1854047000000001,0.82229719999999995,0.82018400000000002,1.1720457,1.0580791000000001,1.0431823,1.0727932,1.0961322,1.0313067,1.0302089999999999,1.5005158999999999]
["2015-11-16",0.60116369999999997,0.67223865000000005,0.69730157000000004,0.58599020000000002,0.57227790000000001,0.72230179999999999,0.64227206000000003,0.61703889999999995,0.6704639,0.75261855,0.62584759999999995,0.65622199999999997,1.1720786999999999]
["2015-11-17",0.66449886999999996,0.70318009999999997,0.69375646000000002,0.55431839999999999,0.54666230000000005,0.7195532,0.68300349999999999,0.67690470000000003,0.69952375,0.76379209999999997,0.69749284,0.71949529999999995,0.4786068]
["2015-11-18",1.0623404000000001,1.1466213000000001,1.1261699999999999,1.0414486999999999,1.0410132000000001,1.1497682,1.1045014,1.0299560999999999,1.1217303999999999,1.2281861000000001,1.0783605999999999,1.1178007000000001,1.2711106999999999]
["2015-11-19",0.35110711999999999,0.39348151999999997,0.44026549999999998,0.32189494000000002,0.32211404999999999,0.46341064999999998,0.38940989999999998,0.38202091999999999,0.40467252999999997,0.54256254000000004,0.3851735,0.41473169999999998,0.74892210000000004]
["2015-11-20",0.2619978,0.31704139999999997,0.38323035999999999,0.21997948000000001,0.2233791,0.40555545999999998,0.33435786000000001,0.30745703000000002,0.31896234000000001,0.37631231999999998,0.3188241,0.36548132,0.68987940000000003]
["2015-11-21",0.63758652999999998,0.61725209999999997,0.67836595,0.56597240000000004,0.61941270000000004,0.68572129999999998,0.68452230000000003,0.62252620000000003,0.63955580000000001,0.61514630000000003,0.68901650000000003,0.72655590000000003,0.61729940000000005]
["2015-11-22",0.30657171999999999,0.34722424000000002,0.1750978,0.38909559999999999,0.37204169999999998,0.23068273,0.24138280000000001,0.12690693,0.28136608000000002,0.42316579999999998,0.19194283000000001,0.26242687999999997,0.31257760000000001]
["2015-11-23",0.15976176,0.18437584000000001,0.10542561,0.19955212,0.19940157,0.15632172,0.13851123000000001,6.2057655000000003E-2,0.13897012,0.2527894,0.104546376,0.17966077999999999,0.23225617000000001]
["2015-11-24",0.11739895,0.11949562,0.1777524,8.1835389999999994E-2,9.7083920000000004E-2,0.17641865000000001,0.15238314999999999,0.16461986000000001,0.13445446999999999,0.12675051000000001,0.17041630999999999,0.1775776,0.116834275]
["2015-11-25",0.25706709999999999,0.28818264999999998,0.27128619999999998,0.25519340000000001,0.26768370000000002,0.29952194999999998,0.27469334000000001,0.2246774,0.25753749999999997,0.33113150000000002,0.25539905000000002,0.30515799999999998,0.35358580000000001]
["2015-11-26",0,0,0,0,0,0,0,0,0,0,0,6.2251809999999998E-3,0]
["2015-11-27",6.9985400000000003E-2,8.1775619999999993E-3,0.14678620000000001,0,0,0.14493634,0.10884493000000001,0.114638224,0.10697218999999999,2.6844716000000001E-2,0.11246113000000001,0.11641432,0.27045286000000002]
["2015-11-28",0.45933014,0.5048165,0.49883944000000002,0.43216759999999999,0.45063004000000001,0.51432630000000001,0.49582806000000001,0.44468345999999997,0.47995330000000003,0.55299869999999995,0.48542425,0.52465899999999999,0.61220425000000001]
["2015-11-29",0.92802779999999996,0.93202719999999994,0.98864540000000001,0.97417830000000005,0.99645649999999997,1.0005497999999999,0.9503279,0.93978360000000005,0.94821690000000003,0.97850950000000003,0.9714429,0.99057260000000003,1.1435244]
["2015-11-30",0.5252677,0.54001060000000001,0.54670870000000005,0.41436573999999998,0.42679054,0.56975710000000002,0.54372359999999997,0.53603195999999997,0.54704889999999995,0.57715689999999997,0.56242599999999998,0.58229770000000003,0.40377876000000001]
["2015-12-01",0.44192049999999999,0.39688770000000001,0.47739475999999997,0.36315199999999997,0.41768480000000002,0.53071654000000001,0.48928880000000002,0.49771149999999997,0.42069970000000001,0.42110160000000002,0.52835476000000003,0.59549373000000005,0.26104866999999998]
["2015-12-02",0.70277789999999996,0.70536876000000004,0.72964289999999998,0.59130479999999996,0.6062649,0.78608226999999997,0.72703879999999999,0.69357349999999995,0.70702695999999998,0.77238905000000002,0.73386364999999998,0.79963640000000002,0.94243339999999998]
["2015-12-03",0.46221295000000001,0.48349184000000001,0.51410619999999996,0.42338874999999998,0.43397059999999998,0.53896279999999996,0.49569469999999999,0.49417139999999998,0.49520819999999999,0.52474960000000004,0.50906220000000002,0.53375839999999997,0.41045504999999999]
["2015-12-04",0.33151779999999997,0.39649686000000001,0.47314286,0.21363428000000001,0.29645275999999998,0.47488170000000002,0.47683885999999998,0.34092948000000001,0.34183564999999999,0.39777055,0.40891697999999999,0.50385004,0.72294444000000002]
["2015-12-05",1.1299489,1.2003710999999999,1.4484663,0.92038589999999998,0.9558586,1.4124540999999999,1.2934057000000001,1.3025293,1.270975,1.1610494,1.3011451999999999,1.2926403,2.0587005999999999]
["2015-12-06",0.53182375000000004,0.59518886000000004,0.63374419999999998,0.43749705,0.42411654999999998,0.64232546000000001,0.57128950000000001,0.55861059999999996,0.60011053000000003,0.64797950000000004,0.56044939999999999,0.57033646000000005,1.0713785]
["2015-12-07",5.5598575999999997E-2,7.4712150000000005E-2,6.4440339999999999E-2,5.6860599999999997E-2,5.7682700000000003E-2,8.6841225999999994E-2,6.7577479999999995E-2,3.9671350000000001E-2,5.9826816999999997E-2,0.11235389,5.5782030000000003E-2,9.4589144E-2,9.7527180000000005E-2]
["2015-12-08",0.41990840000000001,0.44991525999999998,0.44281396000000001,0.40664482000000002,0.40773880000000001,0.48037390000000002,0.44284096000000001,0.39817667000000001,0.44380989999999998,0.50829743999999999,0.43379770000000001,0.48263640000000002,0.52468853999999998]
["2015-12-09",0.15224865000000001,0.21411464999999999,0.14014989999999999,0.14504423999999999,0.17942314000000001,0.17485724,0.21959603999999999,1.9739352000000002E-2,0.111579515,0.26216446999999998,0.12504435999999999,0.25360120000000003,0.45883610000000002]
["2015-12-10",0.74957180000000001,0.76227796000000003,0.72908753000000004,0.75291629999999998,0.76044979999999995,0.76621030000000001,0.73551719999999998,0.70975434999999998,0.75479096000000001,0.82220364000000001,0.74992829999999999,0.78212552999999996,0.78266287000000001]
["2015-12-11",0.34623766,0.3385611,0.28972315999999998,0.37650323000000002,0.38093262999999999,0.33813745000000001,0.31212996999999998,0.28899353999999999,0.32224172000000001,0.40211466000000001,0.32179513999999998,0.37515177999999999,0.42944500000000002]
["2015-12-12",0.34397575000000002,0.32716992,0.29052043,0.35481602000000001,0.33303421999999999,0.31913439999999998,0.27581030000000001,0.25869094999999998,0.31396871999999998,0.40104709999999999,0.27200155999999998,0.29789694999999999,0.36275523999999998]
["2015-12-13",1.7868709E-2,0,0,2.2371793000000001E-2,0,0,0,0,0,1.9345667E-2,0,0,0]
["2015-12-14",9.7486509999999998E-2,8.4934780000000001E-2,8.4931439999999997E-2,8.4875400000000004E-2,9.873535E-2,0.11432309,9.6296309999999996E-2,9.7382284999999999E-2,8.8033700000000006E-2,0.1100768,0.11243328,0.14592830000000001,4.1832592000000002E-2]
["2015-12-15",0,0,0,0,0,0,0,0,0,0,0,0,0]
["2015-12-16",7.8923720000000003E-2,0.117289476,0.186387,2.5419224000000001E-2,3.3317487999999999E-2,0.19598818000000001,0.14171555999999999,0.14787035000000001,0.12854825,0.13948720000000001,0.13796279,0.15550525000000001,0.30696656999999999]
["2015-12-17",0.42919703999999997,0.50651157000000002,0.52890990000000004,0.40268769999999998,0.38538035999999998,0.57187399999999999,0.47950545,0.4660533,0.50664779999999998,0.59801185000000001,0.46624505999999999,0.51094735000000002,0.71867389999999998]
["2015-12-18",0.15902388000000001,0.20600979999999999,0.25029721999999999,0.12371741,0.11962805,0.27138435999999999,0.20763719999999999,0.20738634,0.21334775,0.25236111999999999,0.20261498,0.22780972999999999,0.44276756]
["2015-12-19",0.41736588000000002,0.49791655000000001,0.61181479999999999,0.33088055,0.33563243999999998,0.62746835000000001,0.52562279999999995,0.52022760000000001,0.52265850000000003,0.54701595999999997,0.50975024999999996,0.54052849999999997,0.88446670000000005]
["2015-12-20",0.64425456999999997,0.68520755,0.69837130000000003,0.61022549999999998,0.61760570000000004,0.74034999999999995,0.67604319999999996,0.64328750000000001,0.68945944000000003,0.74866825000000004,0.67073689999999997,0.7152212,0.9702731]
["2015-12-21",0.31332929999999998,0.33578464000000002,0.37466437000000002,0.27253739999999999,0.29170006999999998,0.38471946000000001,0.35321673999999997,0.33197579999999999,0.33779906999999998,0.36207879999999998,0.35334569999999998,0.37584662000000002,0.60492265000000001]
["2015-12-22",0.27336046000000003,0.37343369999999998,0.470223,0.12856455,0.18026786,0.45277306,0.37796800000000003,0.37999788000000001,0.39662292999999998,0.40620519999999999,0.36156937,0.34934642999999999,0.77415310000000004]
["2015-12-23",0.4837938,0.52925723999999996,0.45135473999999998,0.45569775000000001,0.50433810000000001,0.49378300000000003,0.54060390000000003,0.35270098,0.44326033999999997,0.57701175999999998,0.46693885000000002,0.58905949999999996,0.60476226]
["2015-12-24",0.6146604,0.63643956000000002,0.62365649999999995,0.59494910000000001,0.61062585999999996,0.64967823000000002,0.63051769999999996,0.58099730000000005,0.62597349999999996,0.68410115999999999,0.62998330000000002,0.66923770000000005,0.69630800000000004]
["2015-12-25",0.20018482000000001,0.27507809999999999,0.23656693000000001,0.21767268000000001,0.21726351999999999,0.26071974999999997,0.2481826,0.23457325000000001,0.26507619999999998,0.31799843999999999,0.25768374999999999,0.27877321999999999,0.21025363]
["2015-12-26",0.66901710000000003,0.73404899999999995,0.89224490000000001,0.58148679999999997,0.59388169999999996,0.88341970000000003,0.78365910000000005,0.79351930000000004,0.7714664,0.77057419999999999,0.78238750000000001,0.78912009999999999,1.2973653000000001]
["2015-12-27",0.36016510000000002,0.33866039999999997,0.21198185,0.3756893,0.390268,0.25702923999999999,0.32162942999999999,0.22777602,0.33161688,0.37281340000000002,0.25690928000000002,0.36623260000000002,0.20346875]
["2015-12-28",0.27911583000000001,0.32778259999999998,0.3177333,0.23766282,0.27143236999999998,0.35579961999999998,0.33892545000000002,0.26931146,0.27734584000000001,0.39258373000000002,0.31347448,0.39943986999999997,0.27661059999999998]
["2015-12-29",0.44746026,0.47303329999999999,0.36406456999999998,0.48318033999999999,0.48641240000000002,0.41810069999999999,0.42930513999999997,0.3177951,0.41820606999999999,0.54669356000000002,0.39441979999999999,0.47386279999999997,0.43507109999999999]
["2015-12-30",1.0519598999999999,1.0793893000000001,1.0759372,0.98824639999999997,1.0214874,1.1067070999999999,1.0740694,1.0277928999999999,1.0920970000000001,1.1275729000000001,1.080875,1.105815,1.207767]
["2015-12-31",0.66480280000000003,0.6740931,0.55384489999999997,0.65363729999999998,0.71855884999999997,0.59605640000000004,0.6787512,0.48490815999999998,0.58471315999999995,0.70220629999999995,0.61852309999999999,0.7296262,0.57369490000000001]

{"sheet":"Kc","index":14,"n_rows":367,"n_cols":12,"rows_kept":367,"cut":false,"hidden":true,"merged":[[0,8,0,10],[0,4,0,7]]}
["DoY","Kc",null,"Crop","Cropping",null,null,null,"Crop coefficient",null,null,"Source"]
[1,{"$f":"kc(A2,$E$9:$H$9,$I$9:$K$9)","v":0},null,null,"Planting out","Full cover","Start of senescence","End","Kc ini","Kc mid","Kc end"]
[2,{"$f":"kc(A3,$E$9:$H$9,$I$9:$K$9)","v":0},null,"Strawberry(JB)",{"$f":"'Farm data entry'!D12","v":"2020-04-01"},{"$f":"E3+122","v":"2020-08-01"},{"$f":"H3","v":"2020-10-31"},{"$f":"'Farm data entry'!D13","v":"2020-10-31"},0.4,0.85,0.75,"FAO56"]
[3,{"$f":"kc(A4,$E$9:$H$9,$I$9:$K$9)","v":0},null,"Strawberry(EB)",{"$f":"'Farm data entry'!D12","v":"2020-04-01"},{"$f":"E4+153","v":"2020-09-01"},{"$f":"H4-30","v":"2020-10-01"},{"$f":"'Farm data entry'!D13","v":"2020-10-31"},0.4,0.85,0.75,"FAO57"]
[4,{"$f":"kc(A5,$E$9:$H$9,$I$9:$K$9)","v":0},null,"Raspberry",{"$f":"'Farm data entry'!D12","v":"2020-04-01"},{"$f":"E5+122","v":"2020-08-01"},{"$f":"H5-30","v":"2020-10-01"},{"$f":"'Farm data entry'!D13","v":"2020-10-31"},0.4,1.2,0.75,"http://irrigationtoolbox.com/ReferenceDocuments/Extension/BCExtension/577100-5.pdf"]
[5,{"$f":"kc(A6,$E$9:$H$9,$I$9:$K$9)","v":0},null,null,{"$f":"'Farm data entry'!D12","v":"2020-04-01"},{"$f":"E6+122","v":"2020-08-01"},{"$f":"H6-30","v":"2020-10-01"},{"$f":"'Farm data entry'!D13","v":"2020-10-31"}]
[6,{"$f":"kc(A7,$E$9:$H$9,$I$9:$K$9)","v":0}]
[7,{"$f":"kc(A8,$E$9:$H$9,$I$9:$K$9)","v":0},null,"Selected crop"]
[8,{"$f":"kc(A9,$E$9:$H$9,$I$9:$K$9)","v":0},null,{"$f":"'Farm data entry'!D11","v":"Strawberry(EB)"},{"$f":"jdate(VLOOKUP($D$9,$D$3:$H$6,2,FALSE))","v":92},{"$f":"jdate(VLOOKUP($D$9,$D$3:$H$6,3,FALSE))","v":245},{"$f":"jdate(VLOOKUP($D$9,$D$3:$H$6,4,FALSE))","v":275},{"$f":"jdate(VLOOKUP($D$9,$D$3:$H$6,5,FALSE))","v":305},{"$f":"VLOOKUP($D$9,$D$3:$L$6,6,FALSE)","v":0.4},{"$f":"VLOOKUP($D$9,$D$3:$L$6,7,FALSE)","v":0.85},{"$f":"VLOOKUP($D$9,$D$3:$L$6,8,FALSE)","v":0.75}]
[9,{"$f":"kc(A10,$E$9:$H$9,$I$9:$K$9)","v":0}]
[10,{"$f":"kc(A11,$E$9:$H$9,$I$9:$K$9)","v":0}]
[11,{"$f":"kc(A12,$E$9:$H$9,$I$9:$K$9)","v":0}]
[12,{"$f":"kc(A13,$E$9:$H$9,$I$9:$K$9)","v":0}]
[13,{"$f":"kc(A14,$E$9:$H$9,$I$9:$K$9)","v":0}]
[14,{"$f":"kc(A15,$E$9:$H$9,$I$9:$K$9)","v":0}]
[15,{"$f":"kc(A16,$E$9:$H$9,$I$9:$K$9)","v":0}]
[16,{"$f":"kc(A17,$E$9:$H$9,$I$9:$K$9)","v":0}]
[17,{"$f":"kc(A18,$E$9:$H$9,$I$9:$K$9)","v":0}]
[18,{"$f":"kc(A19,$E$9:$H$9,$I$9:$K$9)","v":0}]
[19,{"$f":"kc(A20,$E$9:$H$9,$I$9:$K$9)","v":0}]
[20,{"$f":"kc(A21,$E$9:$H$9,$I$9:$K$9)","v":0}]
[21,{"$f":"kc(A22,$E$9:$H$9,$I$9:$K$9)","v":0}]
[22,{"$f":"kc(A23,$E$9:$H$9,$I$9:$K$9)","v":0}]
[23,{"$f":"kc(A24,$E$9:$H$9,$I$9:$K$9)","v":0}]
[24,{"$f":"kc(A25,$E$9:$H$9,$I$9:$K$9)","v":0}]
[25,{"$f":"kc(A26,$E$9:$H$9,$I$9:$K$9)","v":0}]
[26,{"$f":"kc(A27,$E$9:$H$9,$I$9:$K$9)","v":0}]
[27,{"$f":"kc(A28,$E$9:$H$9,$I$9:$K$9)","v":0}]
[28,{"$f":"kc(A29,$E$9:$H$9,$I$9:$K$9)","v":0}]
[29,{"$f":"kc(A30,$E$9:$H$9,$I$9:$K$9)","v":0}]
[30,{"$f":"kc(A31,$E$9:$H$9,$I$9:$K$9)","v":0}]
[31,{"$f":"kc(A32,$E$9:$H$9,$I$9:$K$9)","v":0}]
[32,{"$f":"kc(A33,$E$9:$H$9,$I$9:$K$9)","v":0}]
[33,{"$f":"kc(A34,$E$9:$H$9,$I$9:$K$9)","v":0}]
[34,{"$f":"kc(A35,$E$9:$H$9,$I$9:$K$9)","v":0}]
[35,{"$f":"kc(A36,$E$9:$H$9,$I$9:$K$9)","v":0}]
[36,{"$f":"kc(A37,$E$9:$H$9,$I$9:$K$9)","v":0}]
[37,{"$f":"kc(A38,$E$9:$H$9,$I$9:$K$9)","v":0}]
[38,{"$f":"kc(A39,$E$9:$H$9,$I$9:$K$9)","v":0}]
[39,{"$f":"kc(A40,$E$9:$H$9,$I$9:$K$9)","v":0}]
[40,{"$f":"kc(A41,$E$9:$H$9,$I$9:$K$9)","v":0}]
[41,{"$f":"kc(A42,$E$9:$H$9,$I$9:$K$9)","v":0}]
[42,{"$f":"kc(A43,$E$9:$H$9,$I$9:$K$9)","v":0}]
[43,{"$f":"kc(A44,$E$9:$H$9,$I$9:$K$9)","v":0}]
[44,{"$f":"kc(A45,$E$9:$H$9,$I$9:$K$9)","v":0}]
[45,{"$f":"kc(A46,$E$9:$H$9,$I$9:$K$9)","v":0}]
[46,{"$f":"kc(A47,$E$9:$H$9,$I$9:$K$9)","v":0}]
[47,{"$f":"kc(A48,$E$9:$H$9,$I$9:$K$9)","v":0}]
[48,{"$f":"kc(A49,$E$9:$H$9,$I$9:$K$9)","v":0}]
[49,{"$f":"kc(A50,$E$9:$H$9,$I$9:$K$9)","v":0}]
[50,{"$f":"kc(A51,$E$9:$H$9,$I$9:$K$9)","v":0}]
[51,{"$f":"kc(A52,$E$9:$H$9,$I$9:$K$9)","v":0}]
[52,{"$f":"kc(A53,$E$9:$H$9,$I$9:$K$9)","v":0}]
[53,{"$f":"kc(A54,$E$9:$H$9,$I$9:$K$9)","v":0}]
[54,{"$f":"kc(A55,$E$9:$H$9,$I$9:$K$9)","v":0}]
[55,{"$f":"kc(A56,$E$9:$H$9,$I$9:$K$9)","v":0}]
[56,{"$f":"kc(A57,$E$9:$H$9,$I$9:$K$9)","v":0}]
[57,{"$f":"kc(A58,$E$9:$H$9,$I$9:$K$9)","v":0}]
[58,{"$f":"kc(A59,$E$9:$H$9,$I$9:$K$9)","v":0}]
[59,{"$f":"kc(A60,$E$9:$H$9,$I$9:$K$9)","v":0}]
[60,{"$f":"kc(A61,$E$9:$H$9,$I$9:$K$9)","v":0}]
[61,{"$f":"kc(A62,$E$9:$H$9,$I$9:$K$9)","v":0}]
[62,{"$f":"kc(A63,$E$9:$H$9,$I$9:$K$9)","v":0}]
[63,{"$f":"kc(A64,$E$9:$H$9,$I$9:$K$9)","v":0}]
[64,{"$f":"kc(A65,$E$9:$H$9,$I$9:$K$9)","v":0}]
[65,{"$f":"kc(A66,$E$9:$H$9,$I$9:$K$9)","v":0}]
[66,{"$f":"kc(A67,$E$9:$H$9,$I$9:$K$9)","v":0}]
[67,{"$f":"kc(A68,$E$9:$H$9,$I$9:$K$9)","v":0}]
[68,{"$f":"kc(A69,$E$9:$H$9,$I$9:$K$9)","v":0}]
[69,{"$f":"kc(A70,$E$9:$H$9,$I$9:$K$9)","v":0}]
[70,{"$f":"kc(A71,$E$9:$H$9,$I$9:$K$9)","v":0}]
[71,{"$f":"kc(A72,$E$9:$H$9,$I$9:$K$9)","v":0}]
[72,{"$f":"kc(A73,$E$9:$H$9,$I$9:$K$9)","v":0}]
[73,{"$f":"kc(A74,$E$9:$H$9,$I$9:$K$9)","v":0}]
[74,{"$f":"kc(A75,$E$9:$H$9,$I$9:$K$9)","v":0}]
[75,{"$f":"kc(A76,$E$9:$H$9,$I$9:$K$9)","v":0}]
[76,{"$f":"kc(A77,$E$9:$H$9,$I$9:$K$9)","v":0}]
[77,{"$f":"kc(A78,$E$9:$H$9,$I$9:$K$9)","v":0}]
[78,{"$f":"kc(A79,$E$9:$H$9,$I$9:$K$9)","v":0}]
[79,{"$f":"kc(A80,$E$9:$H$9,$I$9:$K$9)","v":0}]
[80,{"$f":"kc(A81,$E$9:$H$9,$I$9:$K$9)","v":0}]
[81,{"$f":"kc(A82,$E$9:$H$9,$I$9:$K$9)","v":0}]
[82,{"$f":"kc(A83,$E$9:$H$9,$I$9:$K$9)","v":0}]
[83,{"$f":"kc(A84,$E$9:$H$9,$I$9:$K$9)","v":0}]
[84,{"$f":"kc(A85,$E$9:$H$9,$I$9:$K$9)","v":0}]
[85,{"$f":"kc(A86,$E$9:$H$9,$I$9:$K$9)","v":0}]
[86,{"$f":"kc(A87,$E$9:$H$9,$I$9:$K$9)","v":0}]
[87,{"$f":"kc(A88,$E$9:$H$9,$I$9:$K$9)","v":0}]
[88,{"$f":"kc(A89,$E$9:$H$9,$I$9:$K$9)","v":0}]
[89,{"$f":"kc(A90,$E$9:$H$9,$I$9:$K$9)","v":0}]
[90,{"$f":"kc(A91,$E$9:$H$9,$I$9:$K$9)","v":0}]
[91,{"$f":"kc(A92,$E$9:$H$9,$I$9:$K$9)","v":0}]
[92,{"$f":"kc(A93,$E$9:$H$9,$I$9:$K$9)","v":0.4}]
[93,{"$f":"kc(A94,$E$9:$H$9,$I$9:$K$9)","v":0.40294117647058825}]
[94,{"$f":"kc(A95,$E$9:$H$9,$I$9:$K$9)","v":0.40588235294117653}]
[95,{"$f":"kc(A96,$E$9:$H$9,$I$9:$K$9)","v":0.4088235294117647}]
[96,{"$f":"kc(A97,$E$9:$H$9,$I$9:$K$9)","v":0.41176470588235292}]
[97,{"$f":"kc(A98,$E$9:$H$9,$I$9:$K$9)","v":0.4147058823529412}]
[98,{"$f":"kc(A99,$E$9:$H$9,$I$9:$K$9)","v":0.41764705882352943}]
[99,{"$f":"kc(A100,$E$9:$H$9,$I$9:$K$9)","v":0.42058823529411771}]
[100,{"$f":"kc(A101,$E$9:$H$9,$I$9:$K$9)","v":0.42352941176470588}]
[101,{"$f":"kc(A102,$E$9:$H$9,$I$9:$K$9)","v":0.4264705882352941}]
[102,{"$f":"kc(A103,$E$9:$H$9,$I$9:$K$9)","v":0.42941176470588238}]
[103,{"$f":"kc(A104,$E$9:$H$9,$I$9:$K$9)","v":0.43235294117647061}]
[104,{"$f":"kc(A105,$E$9:$H$9,$I$9:$K$9)","v":0.43529411764705883}]
[105,{"$f":"kc(A106,$E$9:$H$9,$I$9:$K$9)","v":0.43823529411764706}]
[106,{"$f":"kc(A107,$E$9:$H$9,$I$9:$K$9)","v":0.44117647058823528}]
[107,{"$f":"kc(A108,$E$9:$H$9,$I$9:$K$9)","v":0.44411764705882356}]
[108,{"$f":"kc(A109,$E$9:$H$9,$I$9:$K$9)","v":0.44705882352941179}]
[109,{"$f":"kc(A110,$E$9:$H$9,$I$9:$K$9)","v":0.45}]
[110,{"$f":"kc(A111,$E$9:$H$9,$I$9:$K$9)","v":0.45294117647058824}]
[111,{"$f":"kc(A112,$E$9:$H$9,$I$9:$K$9)","v":0.45588235294117646}]
[112,{"$f":"kc(A113,$E$9:$H$9,$I$9:$K$9)","v":0.45882352941176474}]
[113,{"$f":"kc(A114,$E$9:$H$9,$I$9:$K$9)","v":0.46176470588235297}]
[114,{"$f":"kc(A115,$E$9:$H$9,$I$9:$K$9)","v":0.46470588235294119}]
[115,{"$f":"kc(A116,$E$9:$H$9,$I$9:$K$9)","v":0.46764705882352942}]
[116,{"$f":"kc(A117,$E$9:$H$9,$I$9:$K$9)","v":0.47058823529411764}]
[117,{"$f":"kc(A118,$E$9:$H$9,$I$9:$K$9)","v":0.47352941176470592}]
[118,{"$f":"kc(A119,$E$9:$H$9,$I$9:$K$9)","v":0.47647058823529415}]
[119,{"$f":"kc(A120,$E$9:$H$9,$I$9:$K$9)","v":0.47941176470588237}]
[120,{"$f":"kc(A121,$E$9:$H$9,$I$9:$K$9)","v":0.4823529411764706}]
[121,{"$f":"kc(A122,$E$9:$H$9,$I$9:$K$9)","v":0.48529411764705882}]
[122,{"$f":"kc(A123,$E$9:$H$9,$I$9:$K$9)","v":0.4882352941176471}]
[123,{"$f":"kc(A124,$E$9:$H$9,$I$9:$K$9)","v":0.49117647058823533}]
[124,{"$f":"kc(A125,$E$9:$H$9,$I$9:$K$9)","v":0.49411764705882355}]
[125,{"$f":"kc(A126,$E$9:$H$9,$I$9:$K$9)","v":0.49705882352941178}]
[126,{"$f":"kc(A127,$E$9:$H$9,$I$9:$K$9)","v":0.5}]
[127,{"$f":"kc(A128,$E$9:$H$9,$I$9:$K$9)","v":0.50294117647058822}]
[128,{"$f":"kc(A129,$E$9:$H$9,$I$9:$K$9)","v":0.50588235294117645}]
[129,{"$f":"kc(A130,$E$9:$H$9,$I$9:$K$9)","v":0.50882352941176467}]
[130,{"$f":"kc(A131,$E$9:$H$9,$I$9:$K$9)","v":0.5117647058823529}]
[131,{"$f":"kc(A132,$E$9:$H$9,$I$9:$K$9)","v":0.51470588235294112}]
[132,{"$f":"kc(A133,$E$9:$H$9,$I$9:$K$9)","v":0.51764705882352935}]
[133,{"$f":"kc(A134,$E$9:$H$9,$I$9:$K$9)","v":0.52058823529411768}]
[134,{"$f":"kc(A135,$E$9:$H$9,$I$9:$K$9)","v":0.52352941176470591}]
[135,{"$f":"kc(A136,$E$9:$H$9,$I$9:$K$9)","v":0.52647058823529413}]
[136,{"$f":"kc(A137,$E$9:$H$9,$I$9:$K$9)","v":0.52941176470588236}]
[137,{"$f":"kc(A138,$E$9:$H$9,$I$9:$K$9)","v":0.53235294117647058}]
[138,{"$f":"kc(A139,$E$9:$H$9,$I$9:$K$9)","v":0.53529411764705881}]
[139,{"$f":"kc(A140,$E$9:$H$9,$I$9:$K$9)","v":0.53823529411764715}]
[140,{"$f":"kc(A141,$E$9:$H$9,$I$9:$K$9)","v":0.54117647058823537}]
[141,{"$f":"kc(A142,$E$9:$H$9,$I$9:$K$9)","v":0.54411764705882359}]
[142,{"$f":"kc(A143,$E$9:$H$9,$I$9:$K$9)","v":0.54705882352941182}]
[143,{"$f":"kc(A144,$E$9:$H$9,$I$9:$K$9)","v":0.55000000000000004}]
[144,{"$f":"kc(A145,$E$9:$H$9,$I$9:$K$9)","v":0.55294117647058827}]
[145,{"$f":"kc(A146,$E$9:$H$9,$I$9:$K$9)","v":0.55588235294117649}]
[146,{"$f":"kc(A147,$E$9:$H$9,$I$9:$K$9)","v":0.55882352941176472}]
[147,{"$f":"kc(A148,$E$9:$H$9,$I$9:$K$9)","v":0.56176470588235294}]
[148,{"$f":"kc(A149,$E$9:$H$9,$I$9:$K$9)","v":0.56470588235294117}]
[149,{"$f":"kc(A150,$E$9:$H$9,$I$9:$K$9)","v":0.56764705882352939}]
[150,{"$f":"kc(A151,$E$9:$H$9,$I$9:$K$9)","v":0.57058823529411762}]
[151,{"$f":"kc(A152,$E$9:$H$9,$I$9:$K$9)","v":0.57352941176470584}]
[152,{"$f":"kc(A153,$E$9:$H$9,$I$9:$K$9)","v":0.57647058823529407}]
[153,{"$f":"kc(A154,$E$9:$H$9,$I$9:$K$9)","v":0.57941176470588229}]
[154,{"$f":"kc(A155,$E$9:$H$9,$I$9:$K$9)","v":0.58235294117647052}]
[155,{"$f":"kc(A156,$E$9:$H$9,$I$9:$K$9)","v":0.58529411764705885}]
[156,{"$f":"kc(A157,$E$9:$H$9,$I$9:$K$9)","v":0.58823529411764708}]
[157,{"$f":"kc(A158,$E$9:$H$9,$I$9:$K$9)","v":0.5911764705882353}]
[158,{"$f":"kc(A159,$E$9:$H$9,$I$9:$K$9)","v":0.59411764705882353}]
[159,{"$f":"kc(A160,$E$9:$H$9,$I$9:$K$9)","v":0.59705882352941175}]
[160,{"$f":"kc(A161,$E$9:$H$9,$I$9:$K$9)","v":0.60000000000000009}]
[161,{"$f":"kc(A162,$E$9:$H$9,$I$9:$K$9)","v":0.6029411764705882}]
[162,{"$f":"kc(A163,$E$9:$H$9,$I$9:$K$9)","v":0.60588235294117654}]
[163,{"$f":"kc(A164,$E$9:$H$9,$I$9:$K$9)","v":0.60882352941176465}]
[164,{"$f":"kc(A165,$E$9:$H$9,$I$9:$K$9)","v":0.61176470588235299}]
[165,{"$f":"kc(A166,$E$9:$H$9,$I$9:$K$9)","v":0.61470588235294121}]
[166,{"$f":"kc(A167,$E$9:$H$9,$I$9:$K$9)","v":0.61764705882352944}]
[167,{"$f":"kc(A168,$E$9:$H$9,$I$9:$K$9)","v":0.62058823529411766}]
[168,{"$f":"kc(A169,$E$9:$H$9,$I$9:$K$9)","v":0.62352941176470589}]
[169,{"$f":"kc(A170,$E$9:$H$9,$I$9:$K$9)","v":0.62647058823529411}]
[170,{"$f":"kc(A171,$E$9:$H$9,$I$9:$K$9)","v":0.62941176470588234}]
[171,{"$f":"kc(A172,$E$9:$H$9,$I$9:$K$9)","v":0.63235294117647056}]
[172,{"$f":"kc(A173,$E$9:$H$9,$I$9:$K$9)","v":0.63529411764705879}]
[173,{"$f":"kc(A174,$E$9:$H$9,$I$9:$K$9)","v":0.63823529411764701}]
[174,{"$f":"kc(A175,$E$9:$H$9,$I$9:$K$9)","v":0.64117647058823524}]
[175,{"$f":"kc(A176,$E$9:$H$9,$I$9:$K$9)","v":0.64411764705882346}]
[176,{"$f":"kc(A177,$E$9:$H$9,$I$9:$K$9)","v":0.6470588235294118}]
[177,{"$f":"kc(A178,$E$9:$H$9,$I$9:$K$9)","v":0.65}]
[178,{"$f":"kc(A179,$E$9:$H$9,$I$9:$K$9)","v":0.65294117647058825}]
[179,{"$f":"kc(A180,$E$9:$H$9,$I$9:$K$9)","v":0.65588235294117647}]
[180,{"$f":"kc(A181,$E$9:$H$9,$I$9:$K$9)","v":0.6588235294117647}]
[181,{"$f":"kc(A182,$E$9:$H$9,$I$9:$K$9)","v":0.66176470588235292}]
[182,{"$f":"kc(A183,$E$9:$H$9,$I$9:$K$9)","v":0.66470588235294115}]
[183,{"$f":"kc(A184,$E$9:$H$9,$I$9:$K$9)","v":0.66764705882352937}]
[184,{"$f":"kc(A185,$E$9:$H$9,$I$9:$K$9)","v":0.67058823529411771}]
[185,{"$f":"kc(A186,$E$9:$H$9,$I$9:$K$9)","v":0.67352941176470593}]
[186,{"$f":"kc(A187,$E$9:$H$9,$I$9:$K$9)","v":0.67647058823529416}]
[187,{"$f":"kc(A188,$E$9:$H$9,$I$9:$K$9)","v":0.67941176470588238}]
[188,{"$f":"kc(A189,$E$9:$H$9,$I$9:$K$9)","v":0.68235294117647061}]
[189,{"$f":"kc(A190,$E$9:$H$9,$I$9:$K$9)","v":0.68529411764705883}]
[190,{"$f":"kc(A191,$E$9:$H$9,$I$9:$K$9)","v":0.68823529411764706}]
[191,{"$f":"kc(A192,$E$9:$H$9,$I$9:$K$9)","v":0.69117647058823528}]
[192,{"$f":"kc(A193,$E$9:$H$9,$I$9:$K$9)","v":0.69411764705882351}]
[193,{"$f":"kc(A194,$E$9:$H$9,$I$9:$K$9)","v":0.69705882352941173}]
[194,{"$f":"kc(A195,$E$9:$H$9,$I$9:$K$9)","v":0.7}]
[195,{"$f":"kc(A196,$E$9:$H$9,$I$9:$K$9)","v":0.70294117647058818}]
[196,{"$f":"kc(A197,$E$9:$H$9,$I$9:$K$9)","v":0.70588235294117641}]
[197,{"$f":"kc(A198,$E$9:$H$9,$I$9:$K$9)","v":0.70882352941176463}]
[198,{"$f":"kc(A199,$E$9:$H$9,$I$9:$K$9)","v":0.71176470588235297}]
[199,{"$f":"kc(A200,$E$9:$H$9,$I$9:$K$9)","v":0.71470588235294119}]
[200,{"$f":"kc(A201,$E$9:$H$9,$I$9:$K$9)","v":0.71764705882352942}]
[201,{"$f":"kc(A202,$E$9:$H$9,$I$9:$K$9)","v":0.72058823529411764}]
[202,{"$f":"kc(A203,$E$9:$H$9,$I$9:$K$9)","v":0.72352941176470587}]
[203,{"$f":"kc(A204,$E$9:$H$9,$I$9:$K$9)","v":0.72647058823529409}]
[204,{"$f":"kc(A205,$E$9:$H$9,$I$9:$K$9)","v":0.72941176470588232}]
[205,{"$f":"kc(A206,$E$9:$H$9,$I$9:$K$9)","v":0.73235294117647054}]
[206,{"$f":"kc(A207,$E$9:$H$9,$I$9:$K$9)","v":0.73529411764705888}]
[207,{"$f":"kc(A208,$E$9:$H$9,$I$9:$K$9)","v":0.7382352941176471}]
[208,{"$f":"kc(A209,$E$9:$H$9,$I$9:$K$9)","v":0.74117647058823533}]
[209,{"$f":"kc(A210,$E$9:$H$9,$I$9:$K$9)","v":0.74411764705882355}]
[210,{"$f":"kc(A211,$E$9:$H$9,$I$9:$K$9)","v":0.74705882352941178}]
[211,{"$f":"kc(A212,$E$9:$H$9,$I$9:$K$9)","v":0.75}]
[212,{"$f":"kc(A213,$E$9:$H$9,$I$9:$K$9)","v":0.75294117647058822}]
[213,{"$f":"kc(A214,$E$9:$H$9,$I$9:$K$9)","v":0.75588235294117645}]
[214,{"$f":"kc(A215,$E$9:$H$9,$I$9:$K$9)","v":0.75882352941176467}]
[215,{"$f":"kc(A216,$E$9:$H$9,$I$9:$K$9)","v":0.7617647058823529}]
[216,{"$f":"kc(A217,$E$9:$H$9,$I$9:$K$9)","v":0.76470588235294112}]
[217,{"$f":"kc(A218,$E$9:$H$9,$I$9:$K$9)","v":0.76764705882352935}]
[218,{"$f":"kc(A219,$E$9:$H$9,$I$9:$K$9)","v":0.77058823529411757}]
[219,{"$f":"kc(A220,$E$9:$H$9,$I$9:$K$9)","v":0.77352941176470591}]
[220,{"$f":"kc(A221,$E$9:$H$9,$I$9:$K$9)","v":0.77647058823529413}]
[221,{"$f":"kc(A222,$E$9:$H$9,$I$9:$K$9)","v":0.77941176470588236}]
[222,{"$f":"kc(A223,$E$9:$H$9,$I$9:$K$9)","v":0.78235294117647058}]
[223,{"$f":"kc(A224,$E$9:$H$9,$I$9:$K$9)","v":0.78529411764705881}]
[224,{"$f":"kc(A225,$E$9:$H$9,$I$9:$K$9)","v":0.78823529411764703}]
[225,{"$f":"kc(A226,$E$9:$H$9,$I$9:$K$9)","v":0.79117647058823526}]
[226,{"$f":"kc(A227,$E$9:$H$9,$I$9:$K$9)","v":0.79411764705882348}]
[227,{"$f":"kc(A228,$E$9:$H$9,$I$9:$K$9)","v":0.79705882352941171}]
[228,{"$f":"kc(A229,$E$9:$H$9,$I$9:$K$9)","v":0.79999999999999993}]
[229,{"$f":"kc(A230,$E$9:$H$9,$I$9:$K$9)","v":0.80294117647058827}]
[230,{"$f":"kc(A231,$E$9:$H$9,$I$9:$K$9)","v":0.80588235294117649}]
[231,{"$f":"kc(A232,$E$9:$H$9,$I$9:$K$9)","v":0.80882352941176472}]
[232,{"$f":"kc(A233,$E$9:$H$9,$I$9:$K$9)","v":0.81176470588235294}]
[233,{"$f":"kc(A234,$E$9:$H$9,$I$9:$K$9)","v":0.81470588235294117}]
[234,{"$f":"kc(A235,$E$9:$H$9,$I$9:$K$9)","v":0.81764705882352939}]
[235,{"$f":"kc(A236,$E$9:$H$9,$I$9:$K$9)","v":0.82058823529411762}]
[236,{"$f":"kc(A237,$E$9:$H$9,$I$9:$K$9)","v":0.82352941176470584}]
[237,{"$f":"kc(A238,$E$9:$H$9,$I$9:$K$9)","v":0.82647058823529407}]
[238,{"$f":"kc(A239,$E$9:$H$9,$I$9:$K$9)","v":0.82941176470588229}]
[239,{"$f":"kc(A240,$E$9:$H$9,$I$9:$K$9)","v":0.83235294117647052}]
[240,{"$f":"kc(A241,$E$9:$H$9,$I$9:$K$9)","v":0.83529411764705885}]
[241,{"$f":"kc(A242,$E$9:$H$9,$I$9:$K$9)","v":0.83823529411764708}]
[242,{"$f":"kc(A243,$E$9:$H$9,$I$9:$K$9)","v":0.8411764705882353}]
[243,{"$f":"kc(A244,$E$9:$H$9,$I$9:$K$9)","v":0.84411764705882353}]
[244,{"$f":"kc(A245,$E$9:$H$9,$I$9:$K$9)","v":0.84705882352941175}]
[245,{"$f":"kc(A246,$E$9:$H$9,$I$9:$K$9)","v":0.85}]
[246,{"$f":"kc(A247,$E$9:$H$9,$I$9:$K$9)","v":0.85}]
[247,{"$f":"kc(A248,$E$9:$H$9,$I$9:$K$9)","v":0.85}]
[248,{"$f":"kc(A249,$E$9:$H$9,$I$9:$K$9)","v":0.85}]
[249,{"$f":"kc(A250,$E$9:$H$9,$I$9:$K$9)","v":0.85}]
[250,{"$f":"kc(A251,$E$9:$H$9,$I$9:$K$9)","v":0.85}]
[251,{"$f":"kc(A252,$E$9:$H$9,$I$9:$K$9)","v":0.85}]
[252,{"$f":"kc(A253,$E$9:$H$9,$I$9:$K$9)","v":0.85}]
[253,{"$f":"kc(A254,$E$9:$H$9,$I$9:$K$9)","v":0.85}]
[254,{"$f":"kc(A255,$E$9:$H$9,$I$9:$K$9)","v":0.85}]
[255,{"$f":"kc(A256,$E$9:$H$9,$I$9:$K$9)","v":0.85}]
[256,{"$f":"kc(A257,$E$9:$H$9,$I$9:$K$9)","v":0.85}]
[257,{"$f":"kc(A258,$E$9:$H$9,$I$9:$K$9)","v":0.85}]
[258,{"$f":"kc(A259,$E$9:$H$9,$I$9:$K$9)","v":0.85}]
[259,{"$f":"kc(A260,$E$9:$H$9,$I$9:$K$9)","v":0.85}]
[260,{"$f":"kc(A261,$E$9:$H$9,$I$9:$K$9)","v":0.85}]
[261,{"$f":"kc(A262,$E$9:$H$9,$I$9:$K$9)","v":0.85}]
[262,{"$f":"kc(A263,$E$9:$H$9,$I$9:$K$9)","v":0.85}]
[263,{"$f":"kc(A264,$E$9:$H$9,$I$9:$K$9)","v":0.85}]
[264,{"$f":"kc(A265,$E$9:$H$9,$I$9:$K$9)","v":0.85}]
[265,{"$f":"kc(A266,$E$9:$H$9,$I$9:$K$9)","v":0.85}]
[266,{"$f":"kc(A267,$E$9:$H$9,$I$9:$K$9)","v":0.85}]
[267,{"$f":"kc(A268,$E$9:$H$9,$I$9:$K$9)","v":0.85}]
[268,{"$f":"kc(A269,$E$9:$H$9,$I$9:$K$9)","v":0.85}]
[269,{"$f":"kc(A270,$E$9:$H$9,$I$9:$K$9)","v":0.85}]
[270,{"$f":"kc(A271,$E$9:$H$9,$I$9:$K$9)","v":0.85}]
[271,{"$f":"kc(A272,$E$9:$H$9,$I$9:$K$9)","v":0.85}]
[272,{"$f":"kc(A273,$E$9:$H$9,$I$9:$K$9)","v":0.85}]
[273,{"$f":"kc(A274,$E$9:$H$9,$I$9:$K$9)","v":0.85}]
[274,{"$f":"kc(A275,$E$9:$H$9,$I$9:$K$9)","v":0.85}]
[275,{"$f":"kc(A276,$E$9:$H$9,$I$9:$K$9)","v":0.85}]
[276,{"$f":"kc(A277,$E$9:$H$9,$I$9:$K$9)","v":0.72499999999999998}]
[277,{"$f":"kc(A278,$E$9:$H$9,$I$9:$K$9)","v":0.7}]
[278,{"$f":"kc(A279,$E$9:$H$9,$I$9:$K$9)","v":0.67500000000000004}]
[279,{"$f":"kc(A280,$E$9:$H$9,$I$9:$K$9)","v":0.65}]
[280,{"$f":"kc(A281,$E$9:$H$9,$I$9:$K$9)","v":0.625}]
[281,{"$f":"kc(A282,$E$9:$H$9,$I$9:$K$9)","v":0.6}]
[282,{"$f":"kc(A283,$E$9:$H$9,$I$9:$K$9)","v":0.57499999999999996}]
[283,{"$f":"kc(A284,$E$9:$H$9,$I$9:$K$9)","v":0.55000000000000004}]
[284,{"$f":"kc(A285,$E$9:$H$9,$I$9:$K$9)","v":0.52500000000000002}]
[285,{"$f":"kc(A286,$E$9:$H$9,$I$9:$K$9)","v":0.5}]
[286,{"$f":"kc(A287,$E$9:$H$9,$I$9:$K$9)","v":0.47499999999999998}]
[287,{"$f":"kc(A288,$E$9:$H$9,$I$9:$K$9)","v":0.45}]
[288,{"$f":"kc(A289,$E$9:$H$9,$I$9:$K$9)","v":0.42499999999999999}]
[289,{"$f":"kc(A290,$E$9:$H$9,$I$9:$K$9)","v":0.4}]
[290,{"$f":"kc(A291,$E$9:$H$9,$I$9:$K$9)","v":0.375}]
[291,{"$f":"kc(A292,$E$9:$H$9,$I$9:$K$9)","v":0.35}]
[292,{"$f":"kc(A293,$E$9:$H$9,$I$9:$K$9)","v":0.32500000000000001}]
[293,{"$f":"kc(A294,$E$9:$H$9,$I$9:$K$9)","v":0.3}]
[294,{"$f":"kc(A295,$E$9:$H$9,$I$9:$K$9)","v":0.27500000000000002}]
[295,{"$f":"kc(A296,$E$9:$H$9,$I$9:$K$9)","v":0.25}]
[296,{"$f":"kc(A297,$E$9:$H$9,$I$9:$K$9)","v":0.22500000000000001}]
[297,{"$f":"kc(A298,$E$9:$H$9,$I$9:$K$9)","v":0.2}]
[298,{"$f":"kc(A299,$E$9:$H$9,$I$9:$K$9)","v":0.17499999999999999}]
[299,{"$f":"kc(A300,$E$9:$H$9,$I$9:$K$9)","v":0.15}]
[300,{"$f":"kc(A301,$E$9:$H$9,$I$9:$K$9)","v":0.125}]
[301,{"$f":"kc(A302,$E$9:$H$9,$I$9:$K$9)","v":0.1}]
[302,{"$f":"kc(A303,$E$9:$H$9,$I$9:$K$9)","v":7.4999999999999997E-2}]
[303,{"$f":"kc(A304,$E$9:$H$9,$I$9:$K$9)","v":0.05}]
[304,{"$f":"kc(A305,$E$9:$H$9,$I$9:$K$9)","v":2.5000000000000001E-2}]
[305,{"$f":"kc(A306,$E$9:$H$9,$I$9:$K$9)","v":0}]
[306,{"$f":"kc(A307,$E$9:$H$9,$I$9:$K$9)","v":0}]
[307,{"$f":"kc(A308,$E$9:$H$9,$I$9:$K$9)","v":0}]
[308,{"$f":"kc(A309,$E$9:$H$9,$I$9:$K$9)","v":0}]
[309,{"$f":"kc(A310,$E$9:$H$9,$I$9:$K$9)","v":0}]
[310,{"$f":"kc(A311,$E$9:$H$9,$I$9:$K$9)","v":0}]
[311,{"$f":"kc(A312,$E$9:$H$9,$I$9:$K$9)","v":0}]
[312,{"$f":"kc(A313,$E$9:$H$9,$I$9:$K$9)","v":0}]
[313,{"$f":"kc(A314,$E$9:$H$9,$I$9:$K$9)","v":0}]
[314,{"$f":"kc(A315,$E$9:$H$9,$I$9:$K$9)","v":0}]
[315,{"$f":"kc(A316,$E$9:$H$9,$I$9:$K$9)","v":0}]
[316,{"$f":"kc(A317,$E$9:$H$9,$I$9:$K$9)","v":0}]
[317,{"$f":"kc(A318,$E$9:$H$9,$I$9:$K$9)","v":0}]
[318,{"$f":"kc(A319,$E$9:$H$9,$I$9:$K$9)","v":0}]
[319,{"$f":"kc(A320,$E$9:$H$9,$I$9:$K$9)","v":0}]
[320,{"$f":"kc(A321,$E$9:$H$9,$I$9:$K$9)","v":0}]
[321,{"$f":"kc(A322,$E$9:$H$9,$I$9:$K$9)","v":0}]
[322,{"$f":"kc(A323,$E$9:$H$9,$I$9:$K$9)","v":0}]
[323,{"$f":"kc(A324,$E$9:$H$9,$I$9:$K$9)","v":0}]
[324,{"$f":"kc(A325,$E$9:$H$9,$I$9:$K$9)","v":0}]
[325,{"$f":"kc(A326,$E$9:$H$9,$I$9:$K$9)","v":0}]
[326,{"$f":"kc(A327,$E$9:$H$9,$I$9:$K$9)","v":0}]
[327,{"$f":"kc(A328,$E$9:$H$9,$I$9:$K$9)","v":0}]
[328,{"$f":"kc(A329,$E$9:$H$9,$I$9:$K$9)","v":0}]
[329,{"$f":"kc(A330,$E$9:$H$9,$I$9:$K$9)","v":0}]
[330,{"$f":"kc(A331,$E$9:$H$9,$I$9:$K$9)","v":0}]
[331,{"$f":"kc(A332,$E$9:$H$9,$I$9:$K$9)","v":0}]
[332,{"$f":"kc(A333,$E$9:$H$9,$I$9:$K$9)","v":0}]
[333,{"$f":"kc(A334,$E$9:$H$9,$I$9:$K$9)","v":0}]
[334,{"$f":"kc(A335,$E$9:$H$9,$I$9:$K$9)","v":0}]
[335,{"$f":"kc(A336,$E$9:$H$9,$I$9:$K$9)","v":0}]
[336,{"$f":"kc(A337,$E$9:$H$9,$I$9:$K$9)","v":0}]
[337,{"$f":"kc(A338,$E$9:$H$9,$I$9:$K$9)","v":0}]
[338,{"$f":"kc(A339,$E$9:$H$9,$I$9:$K$9)","v":0}]
[339,{"$f":"kc(A340,$E$9:$H$9,$I$9:$K$9)","v":0}]
[340,{"$f":"kc(A341,$E$9:$H$9,$I$9:$K$9)","v":0}]
[341,{"$f":"kc(A342,$E$9:$H$9,$I$9:$K$9)","v":0}]
[342,{"$f":"kc(A343,$E$9:$H$9,$I$9:$K$9)","v":0}]
[343,{"$f":"kc(A344,$E$9:$H$9,$I$9:$K$9)","v":0}]
[344,{"$f":"kc(A345,$E$9:$H$9,$I$9:$K$9)","v":0}]
[345,{"$f":"kc(A346,$E$9:$H$9,$I$9:$K$9)","v":0}]
[346,{"$f":"kc(A347,$E$9:$H$9,$I$9:$K$9)","v":0}]
[347,{"$f":"kc(A348,$E$9:$H$9,$I$9:$K$9)","v":0}]
[348,{"$f":"kc(A349,$E$9:$H$9,$I$9:$K$9)","v":0}]
[349,{"$f":"kc(A350,$E$9:$H$9,$I$9:$K$9)","v":0}]
[350,{"$f":"kc(A351,$E$9:$H$9,$I$9:$K$9)","v":0}]
[351,{"$f":"kc(A352,$E$9:$H$9,$I$9:$K$9)","v":0}]
[352,{"$f":"kc(A353,$E$9:$H$9,$I$9:$K$9)","v":0}]
[353,{"$f":"kc(A354,$E$9:$H$9,$I$9:$K$9)","v":0}]
[354,{"$f":"kc(A355,$E$9:$H$9,$I$9:$K$9)","v":0}]
[355,{"$f":"kc(A356,$E$9:$H$9,$I$9:$K$9)","v":0}]
[356,{"$f":"kc(A357,$E$9:$H$9,$I$9:$K$9)","v":0}]
[357,{"$f":"kc(A358,$E$9:$H$9,$I$9:$K$9)","v":0}]
[358,{"$f":"kc(A359,$E$9:$H$9,$I$9:$K$9)","v":0}]
[359,{"$f":"kc(A360,$E$9:$H$9,$I$9:$K$9)","v":0}]
[360,{"$f":"kc(A361,$E$9:$H$9,$I$9:$K$9)","v":0}]
[361,{"$f":"kc(A362,$E$9:$H$9,$I$9:$K$9)","v":0}]
[362,{"$f":"kc(A363,$E$9:$H$9,$I$9:$K$9)","v":0}]
[363,{"$f":"kc(A364,$E$9:$H$9,$I$9:$K$9)","v":0}]
[364,{"$f":"kc(A365,$E$9:$H$9,$I$9:$K$9)","v":0}]
[365,{"$f":"kc(A366,$E$9:$H$9,$I$9:$K$9)","v":0}]
[366,{"$f":"kc(A367,$E$9:$H$9,$I$9:$K$9)","v":0}]